## Regulated Sources_Overview
Overview - Number of Facilities and CEMS/CPMS Subject to ICR
Cells highlighted in blue denote values updated by ERG. All other cells use values EPA provided from calculations for the previous ICR.
| Number of Facilities Subject to ICR |  | 2137.06 |  |  | 2137.07 |  |  | 2137.08 | [8 empty] | 2137.12 (2024)
|  |  | Year 1 | Year 2 | Year 3 | Year 1 | Year 2 | Year 3 | Year 1 | Year 2 | Year 3 | [6 empty] | Year 1 | Year 2 | Year 3
| Existing Facilities |  | 1244 | 1246 | 1248 | 1250 | 1252 | 1254 | 727 | 727 | 727 | [6 empty] | 372 | 372 | 372
| New Facilities |  | 2 | 2 | 2 | 2 | 2 | 2 | 0 | 0 | 0 | [6 empty] | 0 | 0 | 0
| Number of CEMS/CPMS Subject to ICR | HAP | 2137.06 Year 1: 2137.06; 2137.07 Year 1: 2137.07; 2137.08 Year 1: 2137.08 | [6 empty] | 2137.12 (2024)
|  |  | Year 1 | Year 2 | Year 3 | Year 1 | Year 2 | Year 3 | Year 1 | Year 2 | Year 3 | [6 empty] | Year 1 | Year 2 | Year 3
| A. Existing CEMS | PM | N/A | N/A | N/A | 1250 | 1252 | 1254 | 722.58 | 722.58 | 722.58 | [5 empty] | Updated formulas to address changes to cells E70:M87 (changes to existing inventory per OAQPS) | 0 | 0 | 0
|  | HCl | N/A | N/A | N/A | 259 | 261 | 263 | 606.52 | 606.52 | 606.52 | [5 empty] | Updated formulas to address changes to cells E70:M87 (changes to existing inventory per OAQPS) | 0 | 0 | 0
|  | Hg | 700 | 700 | 700 | 1101 | 1103 | 1105 | 554.78 | 554.78 | 554.78 | [5 empty] | Updated formulas to address changes to cells E70:M87 (changes to existing inventory per OAQPS) | 0 | 0 | 0
|  | HF | N/A | N/A | N/A | 0 | 0 | 0 | 0 | 0 | 0 | [5 empty] | Updated formulas to address changes to cells E70:M87 (changes to existing inventory per OAQPS) | 0 | 0 | 0
|  | Total Existing CEMS/CPMS | 700 | 700 | 700 | 2610 | 2616 | 2622 | 1883.88 | 1883.88 | 1883.88 | [6 empty] | 0 | 0 | 0
| B. New CEMS | PM | 1246 | 1248 | 1250 | 2 | 2 | 2 | 0 | 0 | 0 | [5 empty] | Updated formulas to address changes to cells E70:M87 (no new sources) | 0 | 0 | 0
|  | HCl | 255 | 257 | 259 | 2 | 2 | 2 | 0 | 0 | 0 | [5 empty] | Updated formulas to address changes to cells E70:M87 (no new sources) | 0 | 0 | 0
|  | Hg | 397 | 399 | 401 | 2 | 2 | 2 | 0 | 0 | 0 | [5 empty] | Updated formulas to address changes to cells E70:M87 (no new sources) | 0 | 0 | 0
|  | HF | 0 | 0 | 0 | 0 | 0 | 0 | 0 | 0 | 0 | [5 empty] | Updated formulas to address changes to cells E70:M87 (no new sources) | 0 | 0 | 0
|  | Total New CEMS/CPMS | 1898 | 1904 | 1910 | 6 | 6 | 6 | 0 | 0 | 0 | [6 empty] | 0 | 0 | 0
| C. Total CEMS in Operation | PM | 1246 | 1248 | 1250 | 1252 | 1254 | 1256 | 722.58 | 722.58 | 722.58 | [6 empty] | 0 | 0 | 0
|  | HCl | 255 | 257 | 259 | 261 | 263 | 265 | 606.52 | 606.52 | 606.52 | [6 empty] | 0 | 0 | 0
|  | Hg | 1097 | 1099 | 1101 | 1103 | 1105 | 1107 | 554.78 | 554.78 | 554.78 | [6 empty] | 0 | 0 | 0
|  | HF | 0 | 0 | 0 | 0 | 0 | 0 | 0 | 0 | 0 | [6 empty] | 0 | 0 | 0
|  | Total CEMS/CPMS | 2598 | 2604 | 2610 | 2616 | 2622 | 2628 | 1883.88 | 1883.88 | 1883.88 | [6 empty] | 0 | 0 | 0
| Average CEMS/CPMS per Facility |  | 2.09 | 2.09 | 2.09 | 2.09 | 2.09 | 2.09 | 2.59 | 2.59 | 2.59 | [6 empty] | 0 | 0 | 0
Supporting Information
|  | ICR Year | 2137.07 Year 1: PM; 2137.08 Year 1: HCl; 2137.08 Year 2: SO2; 2137.08 Year 3: Hg | HF | PM |  | HCl | SO2 | Notes
|  |  | EGU Type | New | Existing | M5, M202 | M29 | M29 | M320 | M6A | M30B | M320 | M5, M202 | M29 | M320 | M6A
| Calculations for 2137.06 | Year 1 | Coal-fired >8,300 | 2 | 1046 | 1048 | 1048 | 0 | 255 | 0 | 1048 |  | 1061 | 1061 | 1061 | 0 | M5 and M202 are most expensive for total PM; HCl testing more expensive than SO2; Hg testing is required
|  |  | Coal-fired <8,300 | 0 | 36 | 36 | 36 | 0 | 0 | 0 | 36 |  | 30 | 30 | 30 | 0 | M5 and M202 are most expensive for total PM; HCl testing more expensive than SO2; Hg testing is required
|  |  | IGCC | 0 | 2 | 2 | 2 |  | 0 |  | 2 |  | 2 | 2 | 2 | 0 | M5 and M202 are most expensive for total PM; HCl testing more expensive than SO2; Hg testing is required
|  |  | liq oil-fired | 0 | 149 | 149 | 0 | 0 | 0 |  | 0 |  | 0 | 154 | 154 | 0 | All sources must use M29 for Hg; assumed would use for total HAP metals as well; M320 required for HF and HCl; no SO2 required
|  |  | solid oil-fired | 0 | 11 | 11 | 11 | 0 | 0 | 0 | 11 |  | 10 | 10 | 10 | 0 | M5 and M202 are most expensive for total PM; HCl testing more expensive than SO2; Hg testing is required |  | 0.96673
|  |  | Total | 2 | 1244 | 1246 | 1097 | 0 | 255 | 0 | 1097 | 0 | 1103 | 1257 | 1257 | 0
|  | Year 2 | Coal-fired >8,300 | 2 | 1048 | 1050 | 1050 | 0 | 257 | 0 | 1050 |  | 1061 | 1061 | 1061 | 0 | M5 and M202 are most expensive for total PM; HCl testing more expensive than SO2; Hg testing is required
|  |  | Coal-fired <8,300 | 0 | 36 | 36 | 36 | 0 | 0 | 0 | 36 |  | 30 | 30 | 30 | 0 | M5 and M202 are most expensive for total PM; HCl testing more expensive than SO2; Hg testing is required
|  |  | IGCC | 0 | 2 | 2 | 2 |  | 0 |  | 2 |  | 2 | 2 | 2 | 0 | M5 and M202 are most expensive for total PM; HCl testing more expensive than SO2; Hg testing is required
|  |  | liq oil-fired | 0 | 149 | 149 | 0 | 0 | 0 |  | 0 |  | 0 | 154 | 154 | 0 | All sources must use M29 for Hg; assumed would use for total HAP metals as well; M320 required for HF and HCl; no SO2 required
|  |  | solid oil-fired | 0 | 11 | 11 | 11 | 0 | 0 | 0 | 11 |  | 10 | 10 | 10 | 0 | M5 and M202 are most expensive for total PM; HCl testing more expensive than SO2; Hg testing is required
|  |  | Total | 2 | 1246 | 1248 | 1099 | 0 | 257 | 0 | 1099 | 0 | 1103 | 1257 | 1257 | 0
|  | Year 3 | Coal-fired >8,300 | 2 | 1050 | 1052 | 1052 | 0 | 259 | 0 | 1052 |  | 1061 | 1061 | 1061 | 0 | M5 and M202 are most expensive for total PM; HCl testing more expensive than SO2; Hg testing is required
|  |  | Coal-fired <8,300 | 0 | 36 | 36 | 36 | 0 | 0 | 0 | 36 |  | 30 | 30 | 30 | 0 | M5 and M202 are most expensive for total PM; HCl testing more expensive than SO2; Hg testing is required
|  |  | IGCC | 0 | 2 | 2 | 2 |  | 0 |  | 2 |  | 2 | 2 | 2 | 0 | M5 and M202 are most expensive for total PM; HCl testing more expensive than SO2; Hg testing is required
|  |  | liq oil-fired | 0 | 149 | 149 | 0 | 0 | 0 |  | 0 |  | 0 | 154 | 154 | 0 | All sources must use M29 for Hg; assumed would use for total HAP metals as well; M320 required for HF and HCl; no SO2 required
|  |  | solid oil-fired | 0 | 11 | 11 | 11 | 0 | 0 | 0 | 11 |  | 10 | 10 | 10 | 0 | M5 and M202 are most expensive for total PM; HCl testing more expensive than SO2; Hg testing is required
|  |  | Total | 2 | 1248 | 1250 | 1101 | 0 | 259 | 0 | 1101 | 0 | 1103 | 1257 | 1257 | 0
| Calculations for 2137.07 | Year 1 | Coal-fired >8,300 | 2 | 1052 | 1054 | 1054 | 0 | 261 | 0 | 1054
|  |  | Coal-fired <8,300 | 0 | 36 | 36 | 36 | 0 | 0 | 0 | 36
|  |  | IGCC | 0 | 2 | 2 | 2 |  | 0 |  | 2
|  |  | liq oil-fired | 0 | 149 | 149 | 0 | 0 | 0 |  | 0
|  |  | solid oil-fired | 0 | 11 | 11 | 11 | 0 | 0 | 0 | 11 | [7 empty] | 0.96691
|  |  | Total | 2 | 1250 | 1252 | 1103 | 0 | 261 | 0 | 1103 | 0
|  | Year 2 | Coal-fired >8,300 | 2 | 1054 | 1056 | 1056 | 0 | 263 | 0 | 1056
|  |  | Coal-fired <8,300 | 0 | 36 | 36 | 36 | 0 | 0 | 0 | 36
|  |  | IGCC | 0 | 2 | 2 | 2 |  | 0 |  | 2
|  |  | liq oil-fired | 0 | 149 | 149 | 0 | 0 | 0 |  | 0
|  |  | solid oil-fired | 0 | 11 | 11 | 11 | 0 | 0 | 0 | 11
|  |  | Total | 2 | 1252 | 1254 | 1105 | 0 | 263 | 0 | 1105 | 0
|  | Year 3 | Coal-fired >8,300 | 2 | 1056 | 1058 | 1058 | 0 | 265 | 0 | 1058
|  |  | Coal-fired <8,300 | 0 | 36 | 36 | 36 | 0 | 0 | 0 | 36
|  |  | IGCC | 0 | 2 | 2 | 2 |  | 0 |  | 2
|  |  | liq oil-fired | 0 | 149 | 149 | 0 | 0 | 0 |  | 0
|  |  | solid oil-fired | 0 | 11 | 11 | 11 | 0 | 0 | 0 | 11
|  |  | Total | 2 | 1254 | 1256 | 1107 | 0 | 265 | 0 | 1107 | 0
| Calculations for 2137.08 | Year 1 | Coal-fired >8,300 | 0 | 630 | 630 | 630 | 0 | 579.6 | 0 | 529.2 | [5 empty] | Updated existing unit counts based on data provided by OAQPS for RTR, with no new units for next 3 year prd |  | 50.4 |  | 8%
|  |  | Coal-fired <8,300 | 0 | 26 | 21.58 | 21.58 | 0 | 20.28 | 0 | 21.58 | [5 empty] | Revised # of units with CEMS/CPMS based on data provided by OAQPS, see %CEMSCPMSvstesting tab
|  |  | IGCC | 0 | 3 | 3 | 3 |  | 0 |  | 0
|  |  | liq oil-fired | 0 | 60 | 60 | 0 | 0 | 0 |  | 0
|  |  | solid oil-fired | 0 | 8 | 8 | 8 | 0 | 6.64 | 0 | 4 | [7 empty] | 0.96037
|  |  | Total | 0 | 727 | 722.58 | 662.58 | 0 | 606.52 | 0 | 554.78 | 0 | [5 empty] | 1.4773 | 0.0041265
|  | Year 2 | Coal-fired >8,300 | 0 | 630 | 630 | 630 | 0 | 579.6 | 0 | 529.2 | [7 empty] | 0.88235
|  |  | Coal-fired <8,300 | 0 | 26 | 21.58 | 21.58 | 0 | 20.28 | 0 | 21.58
|  |  | IGCC | 0 | 3 | 3 | 3 | 0 | 0 |  | 0
|  |  | liq oil-fired | 0 | 60 | 60 | 60 | 0 | 0 |  | 0
|  |  | solid oil-fired | 0 | 8 | 8 | 8 | 0 | 6.64 | 0 | 4
|  |  | Total | 0 | 727 | 722.58 | 722.58 | 0 | 606.52 | 0 | 554.78 | 0
|  | Year 3 | Coal-fired >8,300 | 0 | 630 | 630 | 630 | 0 | 579.6 | 0 | 529.2
|  |  | Coal-fired <8,300 | 0 | 26 | 21.58 | 21.58 | 0 | 20.28 | 0 | 21.58
|  |  | IGCC | 0 | 3 | 3 | 3 |  | 0 |  | 0
|  |  | liq oil-fired | 0 | 60 | 60 | 60 | 0 | 0 |  | 0
|  |  | solid oil-fired | 0 | 8 | 8 | 8 | 0 | 6.64 | 0 | 4
|  |  | Total | 0 | 727 | 722.58 | 722.58 | 0 | 606.52 | 0 | 554.78 | 0
| Calculations for 2137.12 (2024) | Year 1 | 2137.06 Year 1: Coal-fired >8,300; 2137.06 Year 2: 62.2976; 2137.06 Year 3: 301.44 | [5 empty] | Not really new sources but units that are required to install PM CEMS divided by 3; all units must install PM CEMS over the course of this ICR (32% of units)
|  |  | 2137.06 Year 1: Coal-fired <8,300; 2137.06 Year 2: 2.5957; 2137.06 Year 3: 12.56 | [5 empty] | For unit counts, assuming 96% of total 314 coal-fired units are >8,300 and 4% are <8,300 |  | 314
|  |  | IGCC | 0 | 0
|  |  | 2137.06 Year 1: liq oil-fired; 2137.06 Year 2: 10.5483; 2137.06 Year 3: 51.04 | [5 empty] | For unit counts, assuming 88% of total 58 O/G steam units are liquid oil fired and 12% are solid oil-fired |  | 58
|  |  | solid oil-fired | 1.4384 | 6.96
|  |  | 2137.06 Year 1: Total; 2137.06 Year 2: 76.88; 2137.06 Year 3: 372 | 0 |  |  |  |  | 0 | 372
|  | Year 2 | 2137.06 Year 1: Coal-fired >8,300; 2137.06 Year 2: 62.2976; 2137.06 Year 3: 301.44 | [5 empty] | 0
|  |  | 2137.06 Year 1: Coal-fired <8,300; 2137.06 Year 2: 2.5957; 2137.06 Year 3: 12.56 | [5 empty] | 0
|  |  | IGCC | 0 | 0
|  |  | liq oil-fired | 10.5483 | 51.04
|  |  | solid oil-fired | 1.4384 | 6.96
|  |  | 2137.06 Year 1: Total; 2137.06 Year 2: 76.88; 2137.06 Year 3: 372 | 0 |  |  |  |  | 0 | 372
|  | Year 3 | 2137.06 Year 1: Coal-fired >8,300; 2137.06 Year 2: 62.2976; 2137.06 Year 3: 301.44 | [5 empty] | 0
|  |  | 2137.06 Year 1: Coal-fired <8,300; 2137.06 Year 2: 2.5957; 2137.06 Year 3: 12.56 | [5 empty] | 0
|  |  | IGCC | 0 | 0
|  |  | liq oil-fired | 10.5483 | 51.04
|  |  | solid oil-fired | 1.4384 | 6.96
|  |  | 2137.06 Year 1: Total; 2137.06 Year 2: 76.88; 2137.06 Year 3: 372 | 0
| Calculations for 2137.12 (2025) | Year 1 | 2137.06 Year 1: Coal-fired >8,300; 2137.06 Year 2: 0; 2137.06 Year 3: 301.44 | [5 empty] | Change in rule to no longer require the installation of PM CEMS
|  |  | 2137.06 Year 1: Coal-fired <8,300; 2137.06 Year 2: 0; 2137.06 Year 3: 12.56 | [5 empty] | For unit counts, assuming 96% of total 314 coal-fired units are >8,300 and 4% are <8,300 |  | 314
|  |  | IGCC | 0 | 0
|  |  | 2137.06 Year 1: liq oil-fired; 2137.06 Year 2: 0; 2137.06 Year 3: 51.04 | [5 empty] | For unit counts, assuming 88% of total 58 O/G steam units are liquid oil fired and 12% are solid oil-fired |  | 58
|  |  | solid oil-fired | 0 | 6.96
|  |  | 2137.06 Year 1: Total; 2137.06 Year 2: 0; 2137.06 Year 3: 372 | 0 |  |  |  |  | 0 | 372
|  | Year 2 | 2137.06 Year 1: Coal-fired >8,300; 2137.06 Year 2: 0; 2137.06 Year 3: 301.44 | [5 empty] | 0
|  |  | 2137.06 Year 1: Coal-fired <8,300; 2137.06 Year 2: 0; 2137.06 Year 3: 12.56 | [5 empty] | 0
|  |  | IGCC | 0 | 0
|  |  | liq oil-fired | 0 | 51.04
|  |  | solid oil-fired | 0 | 6.96
|  |  | 2137.06 Year 1: Total; 2137.06 Year 2: 0; 2137.06 Year 3: 372 | 0 |  |  |  |  | 0 | 372
|  | Year 3 | 2137.06 Year 1: Coal-fired >8,300; 2137.06 Year 2: 0; 2137.06 Year 3: 301.44 | [5 empty] | 0
|  |  | 2137.06 Year 1: Coal-fired <8,300; 2137.06 Year 2: 0; 2137.06 Year 3: 12.56 | [5 empty] | 0
|  |  | IGCC | 0 | 0
|  |  | liq oil-fired | 0 | 51.04
|  |  | solid oil-fired | 0 | 6.96
|  |  | 2137.06 Year 1: Total; 2137.06 Year 2: 0; 2137.06 Year 3: 372 | 0
|  |  |  | Year 1 | PM CEMS Units | 141.36 |  |  | 308.76 |  | 282.72
[5 empty] | Total facilities | 192 |  | 159.9443 | private
[8 empty] | 32.0557 | public
[5 empty] | PM CEMS units per facility | 1.9375 |  |  | facilities
|  | new PM CEMS units | 2137.06 Year 1: 0
|  |  | 0 | private
|  |  | 0 | public
|  |  | new PM CEMS | units
|  | Total facilities with new PM CEMS per year | 2137.06 Year 1: 0
|  |  | 0 | private
|  |  | 0 | public
|  |  | new PM CEMS | facilities
|  | Total EGUs per year | 2137.06 Year 1: 372
|  |  | 309.8922 | private
|  |  | 62.1078 | public
|  |  | existing | EGUs
Note on F93: [Threaded comment] Your version of Excel allows you to read this threaded comment; however, any edits to it will get removed if the file is opened in a newer version of Excel. Learn more: https://go.microsoft.com/fwlink/?linkid=870924 Comment: this should total 372
Note on F111: [Threaded comment] Your version of Excel allows you to read this threaded comment; however, any edits to it will get removed if the file is opened in a newer version of Excel. Learn more: https://go.microsoft.com/fwlink/?linkid=870924 Comment: this should total 372

## Table 1a-Year 1
Table 1a: Annual Respondent Burden and Cost for Private Facilities – NESHAP for Coal- and Oil-Fired Electric Utility Steam Generating Units (40 CFR Part 63, Subpart UUUUU)
Burden Item |  |  |  | A | B | C | D | E | F | G | H
|  |  |  | Technical person-hours per occurrence | No. of occurrences per respondent per year | Technical person-hours per respondent per year (AxB) | Respondents per year a | Technical hours per year (CxD) | Management hours per year (Ex0.05) | Clerical hours per year (Ex0.10) | Total cost per year ($) b |  |  | relative response audit (RRA) and response correlation audit (RCA)
1. Applications |  |  |  | A: N/A
2. Surveys and studies |  |  |  | A: N/A
3. Acquisition, installation, and utilization of technology and systems |  |  |  | 160.6 | 1 | 160.6 | 0 | 0 | 0 | 0 | 0
4. Report requirements
| A. Familiarization with regulatory requirements |  |  | 1 | 1 | 1 | 159.9443 | 159.9443 | 7.9972 | 15.9944 | 27810.7873 | facility
B. Required activities
Existing sources
|  |  | Annual performance test (PM, Method 5) c | 27.8 | 1 | 27.8 | 192.1331 | 5341.3015 | 267.0651 | 534.1302 | 928734.2898 | EGU |  | PM stack test | 1340574 | 0.69279 | 277.333
|  |  | Annual performance test (HCl, Method 320) c | 26.4 | 1 | 26.4 | 52.6817 | 1390.7961 | 69.5398 | 139.0796 | 241828.7011 | EGU |  |  | 247590 | 0.97673 | 53.9368
|  |  | Annual performance test (Hg, Method 30B) c | 27.8 | 1 | 27.8 | 74.3741 | 2067.6006 | 103.38 | 206.7601 | 359510.0476 | EGU |  |  | 411476 | 0.87371 | 85.1246
|  |  | CEMS quarterly inspections d | 2.5 | 4 | 10 | 257.2105 | 2572.105 | 128.6053 | 257.2105 | 447232.2235 | EGU
|  |  | CEMS daily calibration drift tests d | 0.4 | 365 | 146 | 257.2105 | 37552.7336 | 1877.6367 | 3755.2734 | 6529590.4637 | EGU
|  |  | CEMS daily monitoring d | 0.25 | 365 | 91.25 | 257.2105 | 23470.4585 | 1173.5229 | 2347.0459 | 4080994.0398 | EGU
|  |  | All CEMS must follow appropriate performance specifications d | 14 | 1 | 14 | 257.2105 | 3600.9471 | 180.0474 | 360.0947 | 626125.113 | EGU
New PM CEMS sources
|  |  | Initial performance test (PM, Method 5) | 27.8 | 1 | 27.8 | 0 | 0 | 0 | 0 | 0 | EGU |  | Method 5 would only be used for initial correlations, RRAs and RCAs.
|  |  | Initial performance test (HCl, Method 320) | 26.4 | 1 | 26.4 | 0 | 0 | 0 | 0 | 0
|  |  | Initial performance test (Hg, Method 30B) | 27.8 | 1 | 27.8 | 0 | 0 | 0 | 0 | 0
|  |  | CEMS quarterly inspections | 2.46 | 4 | 9.84 | 0 | 0 | 0 | 0 | 0 | EGU
|  |  | CEMS daily calibration drift tests | 0.12 | 365 | 43.8 | 0 | 0 | 0 | 0 | 0 | EGU
|  |  | CEMS daily monitoring | 0 | 365 | 0 | 0 | 0 | 0 | 0 | 0 | EGU
|  |  | All CEMS must follow appropriate performance specifications | 7.3 | 365 | 2664.5 | 0 | 0 | 0 | 0 | 0 | EGU
| C. Create information |  |  | A: See 4B
| D. Gather existing information |  |  | A: See 4E
E. Write Report
Existing sources
|  |  | Notification of CEMS demonstration | 5 | 1 | 5 | 0 | 0 | 0 | 0 | 0
|  |  | Notification of initial performance test | 3 | 1 | 3 | 0 | 0 | 0 | 0 | 0
|  |  | Performance test report | A: See 4B
|  |  | Notification of compliance status | 16.5 | 1 | 16.5 | 0 | 0 | 0 | 0 | 0
|  |  | Quality assurance program certification | 4 | 1 | 4 | 0 | 0 | 0 | 0 | 0
|  |  | Startup, shutdown, and malfunction report (10% of respondents) | 10 | 1 | 10 | 30.9892 | 309.8922 | 15.4946 | 30.9892 | 53883.4004 | EGU
|  |  | Semiannual compliance report | 65 | 2 | 130 | 309.8922 | 40285.9826 | 2014.2991 | 4028.5983 | 7004842.0554 | EGU
|  |  | Site-specific performance evaluation test plan | 20 | 1 | 20 | 309.8922 | 6197.8435 | 309.8922 | 619.7843 | 1077668.0085 | EGU
|  |  | Request to use alternative monitoring procedure (10% of respondents) | 5 | 1 | 5 | 30.9892 | 154.9461 | 7.7473 | 15.4946 | 26941.7002 | EGU
New PM CEMS sources
|  |  | Initial notification | 3 | 1 | 3 | 0 | 0 | 0 | 0 | 0 | EGU
|  |  | Notification of CEMS demonstration | 5 | 1 | 5 | 0 | 0 | 0 | 0 | 0 | EGU
|  |  | Notification of initial performance test | 4 | 1 | 4 | 0 | 0 | 0 | 0 | 0 | EGU
|  |  | Performance test report | A: See 4B
|  |  | Notification of compliance status | 16.5 | 1 | 16.5 | 0 | 0 | 0 | 0 | 0 | EGU
|  |  | Quality assurance program certification | 3 | 1 | 3 | 0 | 0 | 0 | 0 | 0 | EGU
|  |  | Startup, shutdown, and malfunction report (10% of respondents) | 10 | 1 | 10 | 0 | 0 | 0 | 0 | 0 | EGU
|  |  | Semiannual compliance report | 75 | 2 | 150 | 0 | 0 | 0 | 0 | 0 | EGU
|  |  | Site-specific performance evaluation test plan | 20 | 1 | 20 | 0 | 0 | 0 | 0 | 0 | EGU
|  |  | Request to use alternative monitoring procedure (10% of respondents) | 5 | 1 | 5 | 0 | 0 | 0 | 0 | 0 | EGU
Subtotal for Reporting Requirements |  |  |  | E: 141570.2338; H: 21405160.8304
5. Recordkeeping requirements
| A. Familiarization with regulatory requirements |  |  | A: See 4A
| B. Plan activities |  |  | A: See 4B
| C. Implement activities |  |  | A: See 4B
| D. Record data |  |  | A: N/A
E. Time to transmit or disclose information
Existing sources
|  |  | Records of CEMS malfunctions (10% of respondents) | 1 | 12 | 12 | 30.9892 | 371.8706 | 18.5935 | 37.1871 | 64660.0805 | EGU
|  |  | Records of startups, shutdowns, malfunctions, etc. | 1 | 12 | 12 | 30.9892 | 371.8706 | 18.5935 | 37.1871 | 64660.0805 | EGU
|  |  | Records of monthly fuel use | 2 | 12 | 24 | 309.8922 | 7437.4122 | 371.8706 | 743.7412 | 1293201.6102 | EGU
New sources
|  |  | Records of CEMS malfunctions (10% of respondents) | 1 | 12 | 12 | 0 | 0 | 0 | 0 | 0 | EGU
|  |  | Records of startups, shutdowns, malfunctions, etc. | 1 | 12 | 12 | 0 | 0 | 0 | 0 | 0 | EGU
|  |  | Records of monthly fuel use | 2 | 12 | 24 | 0 | 0 | 0 | 0 | 0 | EGU
| F. Time to train personnel |  |  | 80 | 1 | 80 | 0 | 0 | 0 | 0 | 0 | facility
| G. Time for audits |  |  | A: N/A
Subtotal for Recordkeeping Requirements |  |  |  | E: 9408.3264; H: 1422521.7713
TOTAL LABOR BURDEN AND COSTS (ROUNDED) e |  |  |  | E: 151000; H: 22800000
TOTAL CAPITAL AND O&M COST (ROUNDED) e |  |  |  | H: 41100000
GRAND TOTAL (ROUNDED) e |  |  |  | H: 64000000
Footnotes:
a EPA estimates an average of 372 units at 192 existing facilities per year will be subject to the NESHAP over the next 3 years. Of these, 83.3% are owned by private industry. 83.3% of 192 facilities are private facilities = 160. 83.3% of 372 units are at private facilities = 310 units; 62% of 310 previously had PM CPMS or conducted PM stack tests = 192. The remaining 118 units had PM CEMS.
b This ICR uses the following labor rates: $157.25 (technical), $181.99 (managerial), and $75.31 (clerical). These rates are from the United States Department of Labor, Bureau of Labor Statistics, December 2024, “Table 2. Civilian workers, by occupational and industry group.” The rates are from column 1, “Total compensation.” https://www.bls.gov/news.release/ecec.t02.htm They have been increased by 110 percent to account for the benefit packages available to those employed by private industry.
c Estimates are based on the number privately-owned EGUs complying with annual testing requirements for PM, HCl, and Hg, in lieu of CEMS/CPMS monitoring for these pollutants and includes 192 EGUs conducting Method 5 testing, 53 EGUs conducting Method 320 testing, and 74 EGUs conducting Method 30B testing.
d Assumes that 309 EGUs use HCl or SO2 CEMs and 83.3% of those are privately-owned = 257.
e Totals have been rounded to 3 significant figures. Figures may not add exactly due to rounding.
Assumptions and calculation area:
|  |  |  | Respondent Labor Rates | Loaded | Unloaded | Rate (110%)
|  |  |  | Technical (Management, professional, and related: Professional and related) | 157.248 | 74.88 | 2.1
|  |  |  | Managerial (Management, professional, and related: Management, business and financial) | 181.986 | 86.66 | 2.1
|  |  |  | Clerical (Sales and office: Office and administrative support) | 75.306 | 35.86 | 2.1
|  |  |  | H: CRF | 0.10979 | I (1+i)^n | 7% interest and 15 year life
|  |  |  | A: Average Annual Capital Costs for Performance Testing |  | (1+i)^n -1
|  |  | HAP | A: Test Method; B: Cost per Test; C: Number of Tests; D: Total Cost
|  |  | PM | A: PS-11 using M5; B: 5167.0448; C: 192.1331; D: 992760.5887 |  | 0.19313
|  |  | HCl | A: Method 320; B: 20444.263; C: 52.6817; D: 1077037.9079 |  | 1.759
|  |  | Hg | A: Method 30B; B: 20006; C: 74.3741; D: 1487928.6795
|  |  |  | A: Total; B: 45617.3078; C: 319.1889; D: 3557727.1761 |  | 0.10979
Average Annual Capital Costs for CEMS Installation (Labor and Other Direct Costs)
|  |  | Equipment | A: CEM; B: Cost per Installation; C: Number of Installations; D: Total Cost
|  |  | new PM CEMS | A: PM; B: 7940.8962; C: 0; D: 0
|  |  | new FTIR CEMS | A: HCl; B: 111044.6067; C: 0; D: 0
|  |  | new Hg CEMS | A: Hg; B: 174001.6918; C: 0; D: 0
|  |  |  | Total | 292987.1947 | 0 | 0
[5 empty] | Total Capital Cost: |  | 3557727.1761
Average Annual Operation and Maintenance (O&M) Costs
|  |  |  | CEM | Costs per Monitor |  |  |  | Number of Monitors | Total Annual Cost
[5 empty] | Labor | Testing | ODC's | Total
|  |  |  | PM | 0 | 14290 | 13693 | 27983 | 117.759 | 3295250.827
|  |  |  | HCl | 14788.7066 | 10931.9408 | 15897.2353 | 41617.8827 | 257.2105 | 10704556.6087
|  |  |  | Hg | 19959.2166 | 40011.5548 | 40035.2861 | 100006.0575 | 235.5181 | 23553231.861
|  |  |  | Total | [5 empty] | 37553039.2967
41110766.4728
8239318.5415
49350085.0143

## Table 1a-Year 2
Table 1a: Annual Respondent Burden and Cost for Private Facilities – NESHAP for Coal- and Oil-Fired Electric Utility Steam Generating Units (40 CFR Part 63, Subpart UUUUU)
Burden Item |  |  |  | A | B | C | D | E | F | G | H
|  |  |  | Technical person-hours per occurrence | No. of occurrences per respondent per year | Technical person-hours per respondent per year (AxB) | Respondents per year a | Technical hours per year (CxD) | Management hours per year (Ex0.05) | Clerical hours per year (Ex0.10) | Total cost per year ($) b | relative response audit (RRA) and response correlation audit (RCA)
1. Applications |  |  |  | A: N/A
2. Surveys and studies |  |  |  | A: N/A
3. Acquisition, installation, and utilization of technology and systems |  |  |  | 160.6 | 1 | 160.6 | 0 | 0 | 0 | 0 | 0
4. Report requirements
| A. Familiarization with regulatory requirements |  |  | 1 | 1 | 1 | 159.9443 | 159.9443 | 7.9972 | 15.9944 | 27810.7873
B. Required activities
Existing sources
|  |  | Annual performance test (PM, Method 5) c | 27.8 | 1 | 27.8 | 192.1331 | 5341.3015 | 267.0651 | 534.1302 | 928734.2898 | PM stack test | 1340574 | 0.69279 | 277.333
|  |  | Annual performance test (HCl, Method 320) c | 26.4 | 1 | 26.4 | 52.6817 | 1390.7961 | 69.5398 | 139.0796 | 241828.7011 |  | 247590 | 0.97673 | 53.9368
|  |  | Annual performance test (Hg, Method 30B) c | 27.8 | 1 | 27.8 | 74.3741 | 2067.6006 | 103.38 | 206.7601 | 359510.0476 |  | 411476 | 0.87371 | 85.1246
|  |  | CEMS quarterly inspections d | 2.5 | 4 | 10 | 257.2105 | 2572.105 | 128.6053 | 257.2105 | 447232.2235
|  |  | CEMS daily calibration drift tests d | 0.4 | 365 | 146 | 257.2105 | 37552.7336 | 1877.6367 | 3755.2734 | 6529590.4637
|  |  | CEMS daily monitoring d | 0.25 | 365 | 91.25 | 257.2105 | 23470.4585 | 1173.5229 | 2347.0459 | 4080994.0398
|  |  | All CEMS must follow appropriate performance specifications d | 14 | 1 | 14 | 257.2105 | 3600.9471 | 180.0474 | 360.0947 | 626125.113
New PM CEMS sources
|  |  | Initial performance test (PM, Method 5) | 27.8 | 1 | 27.8 | 0 | 0 | 0 | 0 | 0 | Method 5 would only be used for initial correlations, RRAs and RCAs.
|  |  | Initial performance test (HCl, Method 320) | 26.4 | 1 | 26.4 | 0 | 0 | 0 | 0 | 0
|  |  | Initial performance test (Hg, Method 30B) | 27.8 | 1 | 27.8 | 0 | 0 | 0 | 0 | 0
|  |  | CEMS quarterly inspections | 2.46 | 4 | 9.84 | 0 | 0 | 0 | 0 | 0
|  |  | CEMS daily calibration drift tests | 0.12 | 365 | 43.8 | 0 | 0 | 0 | 0 | 0
|  |  | CEMS daily monitoring | 0 | 365 | 0 | 0 | 0 | 0 | 0 | 0
|  |  | All CEMS must follow appropriate performance specifications | 7.3 | 365 | 2664.5 | 0 | 0 | 0 | 0 | 0
| C. Create information |  |  | A: See 4B
| D. Gather existing information |  |  | A: See 4E
E. Write Report
Existing sources
|  |  | Notification of CEMS demonstration | 5 | 1 | 5 | 0 | 0 | 0 | 0 | 0
|  |  | Notification of initial performance test | 3 | 1 | 3 | 0 | 0 | 0 | 0 | 0
|  |  | Performance test report | A: See 4B
|  |  | Notification of compliance status | 16.5 | 1 | 16.5 | 0 | 0 | 0 | 0 | 0
|  |  | Quality assurance program certification | 4 | 1 | 4 | 0 | 0 | 0 | 0 | 0
|  |  | Startup, shutdown, and malfunction report (10% of respondents) | 10 | 1 | 10 | 30.9892 | 309.8922 | 15.4946 | 30.9892 | 53883.4004
|  |  | Semiannual compliance report | 65 | 2 | 130 | 309.8922 | 40285.9826 | 2014.2991 | 4028.5983 | 7004842.0554
|  |  | Site-specific performance evaluation test plan | 20 | 1 | 20 | 309.8922 | 6197.8435 | 309.8922 | 619.7843 | 1077668.0085
|  |  | Request to use alternative monitoring procedure (10% of respondents) | 5 | 1 | 5 | 30.9892 | 154.9461 | 7.7473 | 15.4946 | 26941.7002
New PM CEMS sources
|  |  | Initial notification | 3 | 1 | 3 | 0 | 0 | 0 | 0 | 0
|  |  | Notification of CEMS demonstration | 5 | 1 | 5 | 0 | 0 | 0 | 0 | 0
|  |  | Notification of initial performance test | 4 | 1 | 4 | 0 | 0 | 0 | 0 | 0
|  |  | Performance test report | A: See 4B
|  |  | Notification of compliance status | 16.5 | 1 | 16.5 | 0 | 0 | 0 | 0 | 0
|  |  | Quality assurance program certification | 3 | 1 | 3 | 0 | 0 | 0 | 0 | 0
|  |  | Startup, shutdown, and malfunction report (10% of respondents) | 10 | 1 | 10 | 0 | 0 | 0 | 0 | 0
|  |  | Semiannual compliance report | 75 | 2 | 150 | 0 | 0 | 0 | 0 | 0
|  |  | Site-specific performance evaluation test plan | 20 | 1 | 20 | 0 | 0 | 0 | 0 | 0
|  |  | Request to use alternative monitoring procedure (10% of respondents) | 5 | 1 | 5 | 0 | 0 | 0 | 0 | 0
Subtotal for Reporting Requirements |  |  |  | E: 141570.2338; H: 21405160.8304
5. Recordkeeping requirements
| A. Familiarization with regulatory requirements |  |  | A: See 4A
| B. Plan activities |  |  | A: See 4B
| C. Implement activities |  |  | A: See 4B
| D. Record data |  |  | A: N/A
E. Time to transmit or disclose information
Existing sources
|  |  | Records of CEMS malfunctions (10% of respondents) | 1 | 12 | 12 | 30.9892 | 371.8706 | 18.5935 | 37.1871 | 64660.0805
|  |  | Records of startups, shutdowns, malfunctions, etc. | 1 | 12 | 12 | 30.9892 | 371.8706 | 18.5935 | 37.1871 | 64660.0805
|  |  | Records of monthly fuel use | 2 | 12 | 24 | 309.8922 | 7437.4122 | 371.8706 | 743.7412 | 1293201.6102
New sources
|  |  | Records of CEMS malfunctions (10% of respondents) | 1 | 12 | 12 | 0 | 0 | 0 | 0 | 0
|  |  | Records of startups, shutdowns, malfunctions, etc. | 1 | 12 | 12 | 0 | 0 | 0 | 0 | 0
|  |  | Records of monthly fuel use | 2 | 12 | 24 | 0 | 0 | 0 | 0 | 0
| F. Time to train personnel |  |  | 80 | 1 | 80 | 0 | 0 | 0 | 0 | 0
| G. Time for audits |  |  | A: N/A
Subtotal for Recordkeeping Requirements |  |  |  | E: 9408.3264; H: 1422521.7713
TOTAL LABOR BURDEN AND COSTS (ROUNDED) e |  |  |  | E: 151000; H: 22800000
TOTAL CAPITAL AND O&M COST (ROUNDED) e |  |  |  | H: 41100000
GRAND TOTAL (ROUNDED) e |  |  |  | H: 64000000
Footnotes:
a EPA estimates an average of 372 units at 192 existing facilities per year will be subject to the NESHAP over the next 3 years. Of these, 83.3% are owned by private industry. 83.3% of 192 facilities are private facilities = 160. 83.3% of 372 units are at private facilities = 310 units; 62% of 310 previously had PM CPMS or conducted PM stack tests = 192. The remaining 118 units had PM CEMS.
b This ICR uses the following labor rates: $157.25 (technical), $181.99 (managerial), and $75.31 (clerical). These rates are from the United States Department of Labor, Bureau of Labor Statistics, December 2024, “Table 2. Civilian workers, by occupational and industry group.” The rates are from column 1, “Total compensation.” https://www.bls.gov/news.release/ecec.t02.htm They have been increased by 110 percent to account for the benefit packages available to those employed by private industry.
c Estimates are based on the number privately-owned EGUs complying with annual testing requirements for PM, HCl, and Hg, in lieu of CEMS/CPMS monitoring for these pollutants and includes 192 EGUs conducting Method 5 testing, 53 EGUs conducting Method 320 testing, and 74 EGUs conducting Method 30B testing.
d Assumes that 309 EGUs use HCl or SO2 CEMs and 83.3% of those are privately-owned = 257.
e Totals have been rounded to 3 significant figures. Figures may not add exactly due to rounding.
Assumptions and calculation area:
|  |  |  | Respondent Labor Rates | Loaded | Unloaded | Rate (110%)
|  |  |  | Technical (Management, professional, and related: Professional and related) | 157.248 | 74.88 | 2.1
|  |  |  | Managerial (Management, professional, and related: Management, business and financial) | 181.986 | 86.66 | 2.1
|  |  |  | Clerical (Sales and office: Office and administrative support) | 75.306 | 35.86 | 2.1
Average Annual Capital Costs for Performance Testing
|  |  | HAP | A: Test Method; B: Cost per Test; C: Number of Tests; D: Total Cost
|  |  | PM | A: PS-11 using M5; B: 5167.0448; C: 192.1331; D: 992760.5887
|  |  | HCl | A: Method 320; B: 20444.263; C: 52.6817; D: 1077037.9079
|  |  | Hg | A: Method 30B; B: 20006; C: 74.3741; D: 1487928.6795
|  |  |  | Total | 45617.3078 | 319.1889 | 3557727.1761
Average Annual Capital Costs for CEMS Installation (Labor and Other Direct Costs)
|  |  | Equipment | A: CEM; B: Cost per Installation; C: Number of Installations; D: Total Cost
|  |  | new PM CEMS | A: PM; B: 7940.8962; C: 0; D: 0
|  |  | new FTIR CEMS | A: HCl; B: 111044.6067; C: 0; D: 0
|  |  | new Hg CEMS | A: Hg; B: 174001.6918; C: 0; D: 0
|  |  |  | Total | 292987.1947 | 0 | 0
[5 empty] | Total Capital Cost: |  | 3557727.1761
Average Annual Operation and Maintenance (O&M) Costs
|  |  |  | CEM | Costs per Monitor |  |  |  | Number of Monitors | Total Annual Cost
[5 empty] | Labor | Testing | ODC's | Total
|  |  |  | PM | 0 | 14290 | 13693 | 27983 | 117.759 | 3295250.827
|  |  |  | HCl | 14788.7066 | 10931.9408 | 15897.2353 | 41617.8827 | 257.2105 | 10704556.6087
|  |  |  | Hg | 19959.2166 | 40011.5548 | 40035.2861 | 100006.0575 | 235.5181 | 23553231.861
|  |  |  | Total | [5 empty] | 37553039.2967
41110766.4728
8239318.5415
49350085.0143

## Table 1a-Year 3
Table 1a: Annual Respondent Burden and Cost for Private Facilities – NESHAP for Coal- and Oil-Fired Electric Utility Steam Generating Units (40 CFR Part 63, Subpart UUUUU)
Burden Item |  |  |  | A | B | C | D | E | F | G | H
|  |  |  | Technical person-hours per occurrence | No. of occurrences per respondent per year | Technical person-hours per respondent per year (AxB) | Respondents per year a | Technical hours per year (CxD) | Management hours per year (Ex0.05) | Clerical hours per year (Ex0.10) | Total cost per year ($) b | relative response audit (RRA) and response correlation audit (RCA)
1. Applications |  |  |  | A: N/A
2. Surveys and studies |  |  |  | A: N/A
3. Acquisition, installation, and utilization of technology and systems |  |  |  | 160.6 | 1 | 160.6 | 0 | 0 | 0 | 0 | 0
4. Report requirements
| A. Familiarization with regulatory requirements |  |  | 1 | 1 | 1 | 159.9443 | 159.9443 | 7.9972 | 15.9944 | 27810.7873
B. Required activities
Existing sources
|  |  | Annual performance test (PM, Method 5) c | 27.8 | 1 | 27.8 | 192.1331 | 5341.3015 | 267.0651 | 534.1302 | 928734.2898 | PM stack test | 1340574 | 0.69279 | 277.333
|  |  | Annual performance test (HCl, Method 320) c | 26.4 | 1 | 26.4 | 52.6817 | 1390.7961 | 69.5398 | 139.0796 | 241828.7011 |  | 247590 | 0.97673 | 53.9368
|  |  | Annual performance test (Hg, Method 30B) c | 27.8 | 1 | 27.8 | 74.3741 | 2067.6006 | 103.38 | 206.7601 | 359510.0476 |  | 411476 | 0.87371 | 85.1246
|  |  | CEMS quarterly inspections d | 2.5 | 4 | 10 | 257.2105 | 2572.105 | 128.6053 | 257.2105 | 447232.2235
|  |  | CEMS daily calibration drift tests d | 0.4 | 365 | 146 | 257.2105 | 37552.7336 | 1877.6367 | 3755.2734 | 6529590.4637
|  |  | CEMS daily monitoring d | 0.25 | 365 | 91.25 | 257.2105 | 23470.4585 | 1173.5229 | 2347.0459 | 4080994.0398
|  |  | All CEMS must follow appropriate performance specifications d | 14 | 1 | 14 | 257.2105 | 3600.9471 | 180.0474 | 360.0947 | 626125.113
New PM CEMS sources
|  |  | Initial performance test (PM, Method 5) | 27.8 | 1 | 27.8 | 0 | 0 | 0 | 0 | 0 | Method 5 would only be used for initial correlations, RRAs and RCAs.
|  |  | Initial performance test (HCl, Method 320) | 26.4 | 1 | 26.4 | 0 | 0 | 0 | 0 | 0
|  |  | Initial performance test (Hg, Method 30B) | 27.8 | 1 | 27.8 | 0 | 0 | 0 | 0 | 0
|  |  | CEMS quarterly inspections | 2.46 | 4 | 9.84 | 0 | 0 | 0 | 0 | 0
|  |  | CEMS daily calibration drift tests | 0.12 | 365 | 43.8 | 0 | 0 | 0 | 0 | 0
|  |  | CEMS daily monitoring | 0 | 365 | 0 | 0 | 0 | 0 | 0 | 0
|  |  | All CEMS must follow appropriate performance specifications | 7.3 | 365 | 2664.5 | 0 | 0 | 0 | 0 | 0
| C. Create information |  |  | A: See 4B
| D. Gather existing information |  |  | A: See 4E
E. Write Report
Existing sources
|  |  | Notification of CEMS demonstration | 5 | 1 | 5 | 0 | 0 | 0 | 0 | 0
|  |  | Notification of initial performance test | 3 | 1 | 3 | 0 | 0 | 0 | 0 | 0
|  |  | Performance test report | A: See 4B
|  |  | Notification of compliance status | 16.5 | 1 | 16.5 | 0 | 0 | 0 | 0 | 0
|  |  | Quality assurance program certification | 4 | 1 | 4 | 0 | 0 | 0 | 0 | 0
|  |  | Startup, shutdown, and malfunction report (10% of respondents) | 10 | 1 | 10 | 30.9892 | 309.8922 | 15.4946 | 30.9892 | 53883.4004
|  |  | Semiannual compliance report | 65 | 2 | 130 | 309.8922 | 40285.9826 | 2014.2991 | 4028.5983 | 7004842.0554
|  |  | Site-specific performance evaluation test plan | 20 | 1 | 20 | 309.8922 | 6197.8435 | 309.8922 | 619.7843 | 1077668.0085
|  |  | Request to use alternative monitoring procedure (10% of respondents) | 5 | 1 | 5 | 30.9892 | 154.9461 | 7.7473 | 15.4946 | 26941.7002
New sources
|  |  | Initial notification | 3 | 1 | 3 | 0 | 0 | 0 | 0 | 0
|  |  | Notification of CEMS demonstration | 5 | 1 | 5 | 0 | 0 | 0 | 0 | 0
|  |  | Notification of initial performance test | 4 | 1 | 4 | 0 | 0 | 0 | 0 | 0
|  |  | Performance test report | A: See 4B
|  |  | Notification of compliance status | 16.5 | 1 | 16.5 | 0 | 0 | 0 | 0 | 0
|  |  | Quality assurance program certification | 3 | 1 | 3 | 0 | 0 | 0 | 0 | 0
|  |  | Startup, shutdown, and malfunction report (10% of respondents) | 10 | 1 | 10 | 0 | 0 | 0 | 0 | 0
|  |  | Semiannual compliance report | 75 | 2 | 150 | 0 | 0 | 0 | 0 | 0
|  |  | Site-specific performance evaluation test plan | 20 | 1 | 20 | 0 | 0 | 0 | 0 | 0
|  |  | Request to use alternative monitoring procedure (10% of respondents) | 5 | 1 | 5 | 0 | 0 | 0 | 0 | 0
Subtotal for Reporting Requirements |  |  |  | E: 141570.2338; H: 21405160.8304
5. Recordkeeping requirements
| A. Familiarization with regulatory requirements |  |  | A: See 4A
| B. Plan activities |  |  | A: See 4B
| C. Implement activities |  |  | A: See 4B
| D. Record data |  |  | A: N/A
E. Time to transmit or disclose information
Existing sources
|  |  | Records of CEMS malfunctions (10% of respondents) | 1 | 12 | 12 | 30.9892 | 371.8706 | 18.5935 | 37.1871 | 64660.0805
|  |  | Records of startups, shutdowns, malfunctions, etc. | 1 | 12 | 12 | 30.9892 | 371.8706 | 18.5935 | 37.1871 | 64660.0805
|  |  | Records of monthly fuel use | 2 | 12 | 24 | 309.8922 | 7437.4122 | 371.8706 | 743.7412 | 1293201.6102
New PM CEMS sources
|  |  | Records of CEMS malfunctions (10% of respondents) | 1 | 12 | 12 | 0 | 0 | 0 | 0 | 0
|  |  | Records of startups, shutdowns, malfunctions, etc. | 1 | 12 | 12 | 0 | 0 | 0 | 0 | 0
|  |  | Records of monthly fuel use | 2 | 12 | 24 | 0 | 0 | 0 | 0 | 0
| F. Time to train personnel |  |  | 80 | 1 | 80 | 0 | 0 | 0 | 0 | 0
| G. Time for audits |  |  | A: N/A
Subtotal for Recordkeeping Requirements |  |  |  | E: 9408.3264; H: 1422521.7713
TOTAL LABOR BURDEN AND COSTS (ROUNDED) e |  |  |  | E: 151000; H: 22800000
TOTAL CAPITAL AND O&M COST (ROUNDED) e |  |  |  | H: 41100000
GRAND TOTAL (ROUNDED) e |  |  |  | H: 64000000
Footnotes:
a EPA estimates an average of 372 units at 192 existing facilities per year will be subject to the NESHAP over the next 3 years. Of these, 83.3% are owned by private industry. 83.3% of 192 facilities are private facilities = 160. 83.3% of 372 units are at private facilities = 310 units; 62% of 310 previously had PM CPMS or conducted PM stack tests = 192. The remaining 118 units had PM CEMS.
b This ICR uses the following labor rates: $157.25 (technical), $181.99 (managerial), and $75.31 (clerical). These rates are from the United States Department of Labor, Bureau of Labor Statistics, December 2024, “Table 2. Civilian workers, by occupational and industry group.” The rates are from column 1, “Total compensation.” https://www.bls.gov/news.release/ecec.t02.htm They have been increased by 110 percent to account for the benefit packages available to those employed by private industry.
c Estimates are based on the number privately-owned EGUs complying with annual testing requirements for PM, HCl, and Hg, in lieu of CEMS/CPMS monitoring for these pollutants and includes 192 EGUs conducting Method 5 testing, 53 EGUs conducting Method 320 testing, and 74 EGUs conducting Method 30B testing.
d Assumes that 309 EGUs use HCl or SO2 CEMs and 83.3% of those are privately-owned = 257.
e Totals have been rounded to 3 significant figures. Figures may not add exactly due to rounding.
Assumptions and calculation area:
|  |  |  | Respondent Labor Rates | Loaded | Unloaded | Rate (110%)
|  |  |  | Technical (Management, professional, and related: Professional and related) | 157.248 | 74.88 | 2.1
|  |  |  | Managerial (Management, professional, and related: Management, business and financial) | 181.986 | 86.66 | 2.1
|  |  |  | Clerical (Sales and office: Office and administrative support) | 75.306 | 35.86 | 2.1
Average Annual Capital Costs for Performance Testing
|  |  | HAP | A: Test Method; B: Cost per Test; C: Number of Tests; D: Total Cost
|  |  | PM | PS-11 using M5 | 5167.0448 | 192.1331 | 992760.5887 | 992760.5887
|  |  | HCl | Method 320 | 20444.263 | 52.6817 | 1077037.9079 | 0
|  |  | Hg | Method 30B | 20006 | 74.3741 | 1487928.6795 | 0
|  |  |  | Total | 45617.3078 | 319.1889 | 3557727.1761 | 992760.5887
Average Annual Capital Costs for CEMS Installation (Labor and Other Direct Costs)
|  |  | Equipment | A: CEM; B: Cost per Installation; C: Number of Installations; D: Total Cost
|  |  | new PM CEMS | A: PM; B: 7940.8962; C: 0; D: 0
|  |  | new FTIR CEMS | A: HCl; B: 111044.6067; C: 0; D: 0
|  |  | new Hg CEMS | A: Hg; B: 174001.6918; C: 0; D: 0
|  |  |  | Total | 292987.1947 | 0 | 0
[5 empty] | Total Capital Cost: |  | 3557727.1761
Average Annual Operation and Maintenance (O&M) Costs
|  |  |  | CEM | Costs per Monitor |  |  |  | Number of Monitors | Total Annual Cost
[5 empty] | Labor | Testing | ODC's | Total
|  |  |  | PM | 0 | 14290 | 13693 | 27983 | 117.759 | 3295250.827
|  |  |  | HCl | 14788.7066 | 10931.9408 | 15897.2353 | 41617.8827 | 257.2105 | 10704556.6087
|  |  |  | Hg | 19959.2166 | 40011.5548 | 40035.2861 | 100006.0575 | 235.5181 | 23553231.861
|  |  |  | Total | [5 empty] | 37553039.2967
41110766.4728
8239318.5415
49350085.0143

## Table 1a-Avg
Table 1a: Annual Respondent Burden and Cost for Private Facilities – NESHAP for Coal- and Oil-Fired Electric Utility Steam Generating Units (40 CFR Part 63, Subpart UUUUU)
Burden Item |  |  |  | A | B | C | D | E | F | G | H
|  |  |  | Technical person-hours per occurrence | No. of occurrences per respondent per year | Technical person-hours per respondent per year (AxB) | Respondents per year a | Technical hours per year (CxD) | Management hours per year (Ex0.05) | Clerical hours per year (Ex0.10) | Total cost per year ($) b |  |  | relative response audit (RRA) and response correlation audit (RCA)
1. Applications |  |  |  | A: N/A
2. Surveys and studies |  |  |  | A: N/A
3. Acquisition, installation, and utilization of technology and systems |  |  |  | 160.6 | 1 | 160.6 | 0 | 0 | 0 | 0 | 0
4. Report requirements
| A. Familiarization with regulatory requirements |  |  | 1 | 1 | 1 | 159.9443 | 159.9443 | 7.9972 | 15.9944 | 27810.7873
B. Required activities
Existing sources
|  |  | Annual performance test (PM, Method 5) c | 27.8 | 1 | 27.8 | 192.1331 | 5341.3015 | 267.0651 | 534.1302 | 928734.2898 |  |  | PM stack test | 1340574 | 0.69279 | 277.333
|  |  | Annual performance test (HCl, Method 320) c | 26.4 | 1 | 26.4 | 52.6817 | 1390.7961 | 69.5398 | 139.0796 | 241828.7011 |  |  |  | 247590 | 0.97673 | 53.9368
|  |  | Annual performance test (Hg, Method 30B) c | 27.8 | 1 | 27.8 | 74.3741 | 2067.6006 | 103.38 | 206.7601 | 359510.0476 |  |  |  | 411476 | 0.87371 | 85.1246
|  |  | CEMS quarterly inspections d | 2.5 | 4 | 10 | 257.2105 | 2572.105 | 128.6053 | 257.2105 | 447232.2235
|  |  | CEMS daily calibration drift tests d | 0.4 | 365 | 146 | 257.2105 | 37552.7336 | 1877.6367 | 3755.2734 | 6529590.4637
|  |  | CEMS daily monitoring d | 0.25 | 365 | 91.25 | 257.2105 | 23470.4585 | 1173.5229 | 2347.0459 | 4080994.0398
|  |  | All CEMS must follow appropriate performance specifications d | 14 | 1 | 14 | 257.2105 | 3600.9471 | 180.0474 | 360.0947 | 626125.113
New PM CEMS sources
|  |  | Initial performance test (PM, Method 5) | 27.8 | 1 | 27.8 | 0 | 0 | 0 | 0 | 0 |  |  | Method 5 would only be used for initial correlations, RRAs and RCAs.
|  |  | Initial performance test (HCl, Method 320) | 26.4 | 1 | 26.4 | 0 | 0 | 0 | 0 | 0
|  |  | Initial performance test (Hg, Method 30B) | 27.8 | 1 | 27.8 | 0 | 0 | 0 | 0 | 0
|  |  | CEMS quarterly inspections | 2.46 | 4 | 9.84 | 0 | 0 | 0 | 0 | 0
|  |  | CEMS daily calibration drift tests | 0.12 | 365 | 43.8 | 0 | 0 | 0 | 0 | 0
|  |  | CEMS daily monitoring | 0 | 365 | 0 | 0 | 0 | 0 | 0 | 0
|  |  | All CEMS must follow appropriate performance specifications | 7.3 | 365 | 2664.5 | 0 | 0 | 0 | 0 | 0
| C. Create information |  |  | A: See 4B
| D. Gather existing information |  |  | A: See 4E
E. Write Report
Existing sources
|  |  | Notification of CEMS demonstration | 5 | 1 | 5 | 0 | 0 | 0 | 0 | 0
|  |  | Notification of initial performance test | 3 | 1 | 3 | 0 | 0 | 0 | 0 | 0
|  |  | Performance test report | A: See 4B
|  |  | Notification of compliance status | 16.5 | 1 | 16.5 | 0 | 0 | 0 | 0 | 0
|  |  | Quality assurance program certification | 4 | 1 | 4 | 0 | 0 | 0 | 0 | 0
|  |  | Startup, shutdown, and malfunction report (10% of respondents) | 10 | 1 | 10 | 30.9892 | 309.8922 | 15.4946 | 30.9892 | 53883.4004
|  |  | Semiannual compliance report | 65 | 2 | 130 | 309.8922 | 40285.9826 | 2014.2991 | 4028.5983 | 7004842.0554
|  |  | Site-specific performance evaluation test plan | 20 | 1 | 20 | 309.8922 | 6197.8435 | 309.8922 | 619.7843 | 1077668.0085
|  |  | Request to use alternative monitoring procedure (10% of respondents) | 5 | 1 | 5 | 30.9892 | 154.9461 | 7.7473 | 15.4946 | 26941.7002
New sources
|  |  | Initial notification | 3 | 1 | 3 | 0 | 0 | 0 | 0 | 0
|  |  | Notification of CEMS demonstration | 5 | 1 | 5 | 0 | 0 | 0 | 0 | 0
|  |  | Notification of initial performance test | 4 | 1 | 4 | 0 | 0 | 0 | 0 | 0
|  |  | Performance test report | A: See 4B
|  |  | Notification of compliance status | 16.5 | 1 | 16.5 | 0 | 0 | 0 | 0 | 0
|  |  | Quality assurance program certification | 3 | 1 | 3 | 0 | 0 | 0 | 0 | 0
|  |  | Startup, shutdown, and malfunction report (10% of respondents) | 10 | 1 | 10 | 0 | 0 | 0 | 0 | 0
|  |  | Semiannual compliance report | 75 | 2 | 150 | 0 | 0 | 0 | 0 | 0
|  |  | Site-specific performance evaluation test plan | 20 | 1 | 20 | 0 | 0 | 0 | 0 | 0
|  |  | Request to use alternative monitoring procedure (10% of respondents) | 5 | 1 | 5 | 0 | 0 | 0 | 0 | 0
Subtotal for Reporting Requirements |  |  |  | E: 140000; H: 21405160.8304
5. Recordkeeping requirements
| A. Familiarization with regulatory requirements |  |  | A: See 4A
| B. Plan activities |  |  | A: See 4B
| C. Implement activities |  |  | A: See 4B
| D. Record data |  |  | A: N/A
E. Time to transmit or disclose information
Existing sources
|  |  | Records of CEMS malfunctions (10% of respondents) | 1 | 12 | 12 | 30.9892 | 371.8706 | 18.5935 | 37.1871 | 64660.0805
|  |  | Records of startups, shutdowns, malfunctions, etc. | 1 | 12 | 12 | 30.9892 | 371.8706 | 18.5935 | 37.1871 | 64660.0805
|  |  | Records of monthly fuel use | 2 | 12 | 24 | 309.8922 | 7437.4122 | 371.8706 | 743.7412 | 1293201.6102
New sources
|  |  | Records of CEMS malfunctions (10% of respondents) | 1 | 12 | 12 | 0 | 0 | 0 | 0 | 0
|  |  | Records of startups, shutdowns, malfunctions, etc. | 1 | 12 | 12 | 0 | 0 | 0 | 0 | 0
|  |  | Records of monthly fuel use | 2 | 12 | 24 | 0 | 0 | 0 | 0 | 0
| F. Time to train personnel |  |  | 80 | 1 | 80 | 0 | 0 | 0 | 0 | 0
| G. Time for audits |  |  | A: N/A
Subtotal for Recordkeeping Requirements |  |  |  | E: 9400; H: 1422521.7713
TOTAL LABOR BURDEN AND COSTS (ROUNDED) e |  |  |  | E: 149000; H: 22800000 | 179000 | 24500000
TOTAL CAPITAL AND O&M COST (ROUNDED) e |  |  |  | H: 41100000 |  | 49300000
GRAND TOTAL (ROUNDED) e |  |  |  | H: 64000000
Footnotes:
a EPA estimates an average of 372 units at 192 existing facilities per year will be subject to the NESHAP over the next 3 years. Of these, 83.3% are owned by private industry. 83.3% of 192 facilities are private facilities = 160. 83.3% of 372 units are at private facilities = 310 units; 62% of 310 previously had PM CPMS or conducted PM stack tests each year = 192. The remaining 118 units had PM CEMS.
b This ICR uses the following labor rates: $157.25 (technical), $181.99 (managerial), and $75.31 (clerical). These rates are from the United States Department of Labor, Bureau of Labor Statistics, December 2024, “Table 2. Civilian workers, by occupational and industry group.” The rates are from column 1, “Total compensation.” https://www.bls.gov/news.release/ecec.t02.htm They have been increased by 110 percent to account for the benefit packages available to those employed by private industry.
c Estimates are based on the number privately-owned EGUs complying with annual testing requirements for PM, HCl, and Hg, in lieu of CEMS/CPMS monitoring for these pollutants and includes 192 EGUs conducting Method 5 testing, 53 EGUs conducting Method 320 testing, and 74 EGUs conducting Method 30B testing.
d Assumes that 309 EGUs use HCl or SO2 CEMs and 83.3% of those are privately-owned = 257.
e Totals have been rounded to 3 significant figures. Figures may not add exactly due to rounding.
Assumptions and calculation area:
|  |  |  | Respondent Labor Rates | Loaded | Unloaded | Rate (110%)
|  |  |  | Technical (Management, professional, and related: Professional and related) | 157.248 | 74.88 | 2.1
|  |  |  | Managerial (Management, professional, and related: Management, business and financial) | 181.986 | 86.66 | 2.1
|  |  |  | Clerical (Sales and office: Office and administrative support) | 75.306 | 35.86 | 2.1
Average Annual Capital Costs for Performance Testing
|  |  | HAP | A: Test Method; B: Cost per Test; C: Number of Tests; D: Total Cost
|  |  | PM | A: PS-11 using M5; B: 5167.0448; C: 192.1331; D: 992760.5887
|  |  | HCl | A: Method 320; B: 20444.263; C: 52.6817; D: 1077037.9079
|  |  | Hg | A: Method 30B; B: 20006; C: 74.3741; D: 1487928.6795
|  |  |  | Total | 45617.3078 | 319.1889 | 3557727.1761
Average Annual Capital Costs for CEMS Installation (Labor and Other Direct Costs)
|  |  | Equipment | A: CEM; B: Cost per Installation; C: Number of Installations; D: Total Cost
|  |  | new PM CEMS | A: PM; B: 7940.8962; C: 0; D: 0
|  |  | new FTIR CEMS | A: HCl; B: 111044.6067; C: 0; D: 0
|  |  | new Hg CEMS | A: Hg; B: 174001.6918; C: 0; D: 0
|  |  |  | Total | 292987.1947 | 0 | 0
[5 empty] | Total Capital Cost: |  | 3557727.1761
Average Annual Operation and Maintenance (O&M) Costs
|  |  |  | CEM | Costs per Monitor |  |  |  | Number of Monitors | Total Annual Cost
[5 empty] | Labor | Testing | ODC's | Total
|  |  |  | PM | 0 | 14290 | 13693 | 27983 | 117.759 | 3295250.827
|  |  |  | HCl | 14788.7066 | 10931.9408 | 15897.2353 | 41617.8827 | 257.2105 | 10704556.6087
|  |  |  | Hg | 19959.2166 | 40011.5548 | 40035.2861 | 100006.0575 | 235.5181 | 23553231.861
|  |  |  | Total | [5 empty] | 37553039.2967
41110766.4728
8239318.5415
49350085.0143

## Table 1b-Year 1
Table 1b: Annual Respondent Burden and Cost for Public Facilities – NESHAP for Coal- and Oil-Fired Electric Utility Steam Generating Units (40 CFR Part 63, Subpart UUUUU)
Burden Item |  |  |  | A | B | C | D | E | F | G | H
|  |  |  | Technical person-hours per occurrence | No. of occurrences per respondent per year | Technical person-hours per respondent per year (AxB) | Respondents per year a | Technical hours per year (CxD) | Management hours per year (Ex0.05) | Clerical hours per year (Ex0.10) | Total cost per year ($) b
1. Applications |  |  |  | A: N/A
2. Surveys and studies |  |  |  | A: N/A
3. Acquisition, installation, and utilization of technology and systems |  |  |  | 160.6 | 1 | 160.6 | 0 | 0 | 0 | 0 | 0
4. Report requirements
| A. Familiarization with regulatory requirements |  |  | 1 | 1 | 1 | 32.0557 | 32.0557 | 1.6028 | 3.2056 | 2051.7413
B. Required activities
Existing sources
|  |  | Annual performance test (PM, Method 5) c | 27.8 | 1 | 27.8 | 38.5069 | 1070.4905 | 53.5245 | 107.049 | 68517.3861 | PM stack test
|  |  | Annual performance test (HCl, Method 320) c | 26.4 | 1 | 26.4 | 10.5583 | 278.7399 | 13.937 | 27.874 | 17840.916
|  |  | Annual performance test (Hg, Method 30B) c | 27.8 | 1 | 27.8 | 14.9059 | 414.3834 | 20.7192 | 41.4383 | 26522.8591
|  |  | CEMS quarterly inspections d | 2.5 | 4 | 10 | 51.5495 | 515.495 | 25.7747 | 51.5495 | 32994.564
|  |  | CEMS daily calibration drift tests d | 0.4 | 365 | 146 | 51.5495 | 7526.2264 | 376.3113 | 752.6226 | 481720.6342
|  |  | CEMS daily monitoring d | 0.25 | 365 | 91.25 | 51.5495 | 4703.8915 | 235.1946 | 470.3891 | 301075.3964
|  |  | All CEMS must follow appropriate performance specifications d | 14 | 1 | 14 | 51.5495 | 721.6929 | 36.0846 | 72.1693 | 46192.3896
New PM CEMS sources
|  |  | Initial performance test (PM, Methods 5 and 202) | 27.8 | 1 | 27.8 | 0 | 0 | 0 | 0 | 0
|  |  | Initial performance test (HCl, Method 320) | 26.4 | 1 | 26.4 | 0 | 0 | 0 | 0 | 0
|  |  | Initial performance test (Hg, Method 30B) | 27.8 | 1 | 27.8 | 0 | 0 | 0 | 0 | 0
|  |  | CEMS quarterly inspections | 2.46 | 4 | 9.84 | 0 | 0 | 0 | 0 | 0
|  |  | CEMS daily calibration drift tests | 0.12 | 365 | 43.8 | 0 | 0 | 0 | 0 | 0
|  |  | CEMS daily monitoring | 0 | 365 | 0 | 0 | 0 | 0 | 0 | 0
|  |  | All CEMS must follow appropriate performance specifications | 7.3 | 365 | 2664.5 | 0 | 0 | 0 | 0 | 0
| C. Create information |  |  | A: See 4B
| D. Gather existing information |  |  | A: See 4E
E. Write Report
Existing sources
|  |  | Notification of CEMS demonstration | 5 | 1 | 5 | 0 | 0 | 0 | 0 | 0
|  |  | Notification of initial performance test | 3 | 1 | 3 | 0 | 0 | 0 | 0 | 0
|  |  | Performance test report | A: See 4B
|  |  | Notification of compliance status | 16.5 | 1 | 16.5 | 0 | 0 | 0 | 0 | 0
|  |  | Quality assurance program certification | 4 | 1 | 4 | 0 | 0 | 0 | 0 | 0
|  |  | Startup, shutdown, and malfunction report (10% of respondents) | 10 | 1 | 10 | 6.2108 | 62.1078 | 3.1054 | 6.2108 | 3975.2487
|  |  | Semiannual compliance report | 65 | 2 | 130 | 62.1078 | 8074.0174 | 403.7009 | 807.4017 | 516782.3275
|  |  | Site-specific performance evaluation test plan | 20 | 1 | 20 | 62.1078 | 1242.1565 | 62.1078 | 124.2157 | 79504.9735 |  | 45735 | 1.7384 | 35.7273
|  |  | Request to use alternative monitoring procedure (10% of respondents) | 5 | 1 | 5 | 6.2108 | 31.0539 | 1.5527 | 3.1054 | 1987.6243
New sources
|  |  | Initial notification | 3 | 1 | 3 | 0 | 0 | 0 | 0 | 0
|  |  | Notification of CEMS demonstration | 5 | 1 | 5 | 0 | 0 | 0 | 0 | 0
|  |  | Notification of initial performance test | 4 | 1 | 4 | 0 | 0 | 0 | 0 | 0
|  |  | Performance test report | A: See 4B
|  |  | Notification of compliance status | 16.5 | 1 | 16.5 | 0 | 0 | 0 | 0 | 0
|  |  | Quality assurance program certification | 3 | 1 | 3 | 0 | 0 | 0 | 0 | 0
|  |  | Startup, shutdown, and malfunction report (10% of respondents) | 10 | 1 | 10 | 0 | 0 | 0 | 0 | 0
|  |  | Semiannual compliance report | 75 | 2 | 150 | 0 | 0 | 0 | 0 | 0
|  |  | Site-specific performance evaluation test plan | 20 | 1 | 20 | 0 | 0 | 0 | 0 | 0
|  |  | Request to use alternative monitoring procedure (10% of respondents) | 5 | 1 | 5 | 0 | 0 | 0 | 0 | 0
Subtotal for Reporting Requirements |  |  |  | E: 28373.1575; H: 1579166.0608
5. Recordkeeping requirements
| A. Familiarization with regulatory requirements |  |  | A: See 4A
| B. Plan activities |  |  | A: See 4B
| C. Implement activities |  |  | A: See 4B
| D. Record data |  |  | A: N/A
E. Time to transmit or disclose information
Existing sources
|  |  | Records of CEMS malfunctions (10% of respondents) | 1 | 12 | 12 | 6.2108 | 74.5294 | 3.7265 | 7.4529 | 4770.2984
|  |  | Records of startups, shutdowns, malfunctions, etc. | 1 | 12 | 12 | 6.2108 | 74.5294 | 3.7265 | 7.4529 | 4770.2984
|  |  | Records of monthly fuel use | 2 | 12 | 24 | 62.1078 | 1490.5878 | 74.5294 | 149.0588 | 95405.9682
New PM CEMS sources
|  |  | Records of CEMS malfunctions (10% of respondents) | 1 | 12 | 12 | 0 | 0 | 0 | 0 | 0
|  |  | Records of startups, shutdowns, malfunctions, etc. | 1 | 12 | 12 | 0 | 0 | 0 | 0 | 0
|  |  | Records of monthly fuel use | 2 | 12 | 24 | 0 | 0 | 0 | 0 | 0
| F. Time to train personnel |  |  | 80 | 1 | 80 | 0 | 0 | 0 | 0 | 0
| G. Time for audits |  |  | A: N/A
Subtotal for Recordkeeping Requirements |  |  |  | E: 1885.5936; H: 104946.565
TOTAL LABOR BURDEN AND COSTS (ROUNDED) e |  |  |  | E: 30000; H: 1700000
TOTAL CAPITAL AND O&M COST (ROUNDED) e |  |  |  | H: 8200000
GRAND TOTAL (ROUNDED) e |  |  |  | F: 32000; H: 9900000
Footnotes:
a EPA estimates an average of 372 units at 192 existing facilities per year will be subject to the NESHAP over the next 3 years. Of these, 16.7% are public facilities. 16.7% of 192 facilities are public facilities = 32. 16.7% of 372 units at public facilities = 62; 62% of 62 previously had PM CPMS or conducted PM stack tests = 39. The remaining 24 units had PM CEMS.
b This ICR uses the following labor rates: $57.07 (technical), $76.91 (managerial), and $30.88 (clerical). These rates are from the Office of Personnel Management (OPM), 2023 General Schedule, effective January 2023, which excludes locality rates of pay: https://www.opm.gov/policy-data-oversight/pay-leave/salaries-wages/salary-tables/pdf/2024/GS_h.pdf. The rates have been increased by 60 percent to account for the benefit packages available to government employees.
c Estimates are based on the number of publicly owned EGUs complying with annual testing requirements for PM, HCl, and Hg, in lieu of CEMS/CPMS monitoring for these pollutants and includes 39 EGUs conducting Method 5 testing, 11 EGUs conducting Method 320 testing, and 15 EGUs conducting Method 30B testing.
d Assumes that 309 EGUs use HCl or SO2 CEMs and 16.7% of those are publicly-owned = 52.
e Totals have been rounded to 3 significant figures. Figures may not add exactly due to rounding.
Assumptions and calculation area:
|  |  |  | Respondent Labor Rates | Loaded | Multiplier | Unloaded | Updated to agency rates
|  |  |  | Technical (Grade 12, Step 1) | 57.072 | 1.6 | 35.67
|  |  |  | Managerial (Grade 13, Step 5) | 76.912 | 1.6 | 48.07
|  |  |  | Clerical (Grade 6, Step 3) | 30.88 | 1.6 | 19.3
Average Annual Capital Costs for Performance Testing
|  |  | HAP | A: Test Method; B: Cost per Test; C: Number of Tests; D: Total Cost
|  |  | PM | A: PS-11 using M5; B: 5167.0448; C: 38.5069; D: 198966.6316
|  |  | HCl | A: Method 320; B: 20444.263; C: 10.5583; D: 215857.2842
|  |  | Hg | A: Method 30B; B: 20006; C: 14.9059; D: 298207.0005
|  |  |  | Total | 45617.3078 | 63.9711 | 713030.9163
Average Annual Capital Costs for CEMS Installation (Labor and Other Direct Costs)
|  |  | Equipment | A: CEM; B: Cost per Installation; C: Number of Installations; D: Total Cost
|  |  | new beta gauge PM CEMS | A: PM; B: 7940.8962; C: 0; D: 0
|  |  | new FTIR CEMS | A: HCl; B: 111044.6067; C: 0; D: 0
|  |  | new Hg CEMS | A: Hg; B: 174001.6918; C: 0; D: 0
|  |  |  | Total | 292987.1947 | 0 | 0
[5 empty] | Total Capital Cost: |  | 713030.9163
Average Annual Operation and Maintenance (O&M) Costs
|  |  |  | CEM | Costs per Monitor |  |  |  | Number of Monitors | Total Annual Cost
[5 empty] | Labor | Testing | ODC's | Total
|  |  |  | PM | 0 | 14290 | 13693 | 27983 | 23.601 | 660426.053
|  |  |  | HCl | 14788.7066 | 10931.9408 | 15897.2353 | 41617.8827 | 51.5495 | 2145380.8652
|  |  |  | Hg | 19959.2166 | 40011.5548 | 40035.2861 | 100006.0575 | 47.2019 | 4720480.707
|  |  |  | Total | [5 empty] | 7526287.6252
8239318.5415

## Table 1b-Year 2
Table 1b: Annual Respondent Burden and Cost for Public Facilities – NESHAP for Coal- and Oil-Fired Electric Utility Steam Generating Units (40 CFR Part 63, Subpart UUUUU)
Burden Item |  |  |  | A | B | C | D | E | F | G | H
|  |  |  | Technical person-hours per occurrence | No. of occurrences per respondent per year | Technical person-hours per respondent per year (AxB) | Respondents per year a | Technical hours per year (CxD) | Management hours per year (Ex0.05) | Clerical hours per year (Ex0.10) | Total cost per year ($) b
1. Applications |  |  |  | A: N/A
2. Surveys and studies |  |  |  | A: N/A
3. Acquisition, installation, and utilization of technology and systems |  |  |  | 160.6 | 1 | 160.6 | 0 | 0 | 0 | 0 | 0
4. Report requirements
| A. Familiarization with regulatory requirements |  |  | 1 | 1 | 1 | 32.0557 | 32.0557 | 1.6028 | 3.2056 | 2051.7413
B. Required activities
Existing sources
|  |  | Annual performance test (PM, Method 5) c | 27.8 | 1 | 27.8 | 38.5069 | 1070.4905 | 53.5245 | 107.049 | 68517.3861 | PM stack test
|  |  | Annual performance test (HCl, Method 320) c | 26.4 | 1 | 26.4 | 10.5583 | 278.7399 | 13.937 | 27.874 | 17840.916
|  |  | Annual performance test (Hg, Method 30B) c | 27.8 | 1 | 27.8 | 14.9059 | 414.3834 | 20.7192 | 41.4383 | 26522.8591
|  |  | CEMS quarterly inspections d | 2.5 | 4 | 10 | 51.5495 | 515.495 | 25.7747 | 51.5495 | 32994.564
|  |  | CEMS daily calibration drift tests d | 0.4 | 365 | 146 | 51.5495 | 7526.2264 | 376.3113 | 752.6226 | 481720.6342
|  |  | CEMS daily monitoring d | 0.25 | 365 | 91.25 | 51.5495 | 4703.8915 | 235.1946 | 470.3891 | 301075.3964
|  |  | All CEMS must follow appropriate performance specifications d | 14 | 1 | 14 | 51.5495 | 721.6929 | 36.0846 | 72.1693 | 46192.3896
New PM CEMS sources
|  |  | Initial performance test (PM, Methods 5 and 202) | 27.8 | 1 | 27.8 | 0 | 0 | 0 | 0 | 0
|  |  | Initial performance test (HCl, Method 320) | 26.4 | 1 | 26.4 | 0 | 0 | 0 | 0 | 0
|  |  | Initial performance test (Hg, Method 30B) | 27.8 | 1 | 27.8 | 0 | 0 | 0 | 0 | 0
|  |  | CEMS quarterly inspections | 2.46 | 4 | 9.84 | 0 | 0 | 0 | 0 | 0
|  |  | CEMS daily calibration drift tests | 0.12 | 365 | 43.8 | 0 | 0 | 0 | 0 | 0
|  |  | CEMS daily monitoring | 0 | 365 | 0 | 0 | 0 | 0 | 0 | 0
|  |  | All CEMS must follow appropriate performance specifications | 7.3 | 365 | 2664.5 | 0 | 0 | 0 | 0 | 0
| C. Create information |  |  | A: See 4B
| D. Gather existing information |  |  | A: See 4E
E. Write Report
Existing sources
|  |  | Notification of CEMS demonstration | 5 | 1 | 5 | 0 | 0 | 0 | 0 | 0
|  |  | Notification of initial performance test | 3 | 1 | 3 | 0 | 0 | 0 | 0 | 0
|  |  | Performance test report | A: See 4B
|  |  | Notification of compliance status | 16.5 | 1 | 16.5 | 0 | 0 | 0 | 0 | 0
|  |  | Quality assurance program certification | 4 | 1 | 4 | 0 | 0 | 0 | 0 | 0
|  |  | Startup, shutdown, and malfunction report (10% of respondents) | 10 | 1 | 10 | 6.2108 | 62.1078 | 3.1054 | 6.2108 | 3975.2487
|  |  | Semiannual compliance report | 65 | 2 | 130 | 62.1078 | 8074.0174 | 403.7009 | 807.4017 | 516782.3275
|  |  | Site-specific performance evaluation test plan | 20 | 1 | 20 | 62.1078 | 1242.1565 | 62.1078 | 124.2157 | 79504.9735 |  | 45735 | 1.7384 | 35.7273
|  |  | Request to use alternative monitoring procedure (10% of respondents) | 5 | 1 | 5 | 6.2108 | 31.0539 | 1.5527 | 3.1054 | 1987.6243
New PM CEMS sources
|  |  | Initial notification | 3 | 1 | 3 | 0 | 0 | 0 | 0 | 0
|  |  | Notification of CEMS demonstration | 5 | 1 | 5 | 0 | 0 | 0 | 0 | 0
|  |  | Notification of initial performance test | 4 | 1 | 4 | 0 | 0 | 0 | 0 | 0
|  |  | Performance test report | A: See 4B
|  |  | Notification of compliance status | 16.5 | 1 | 16.5 | 0 | 0 | 0 | 0 | 0
|  |  | Quality assurance program certification | 3 | 1 | 3 | 0 | 0 | 0 | 0 | 0
|  |  | Startup, shutdown, and malfunction report (10% of respondents) | 10 | 1 | 10 | 0 | 0 | 0 | 0 | 0
|  |  | Semiannual compliance report | 75 | 2 | 150 | 0 | 0 | 0 | 0 | 0
|  |  | Site-specific performance evaluation test plan | 20 | 1 | 20 | 0 | 0 | 0 | 0 | 0
|  |  | Request to use alternative monitoring procedure (10% of respondents) | 5 | 1 | 5 | 0 | 0 | 0 | 0 | 0
Subtotal for Reporting Requirements |  |  |  | E: 28373.1575; H: 1579166.0608
5. Recordkeeping requirements
| A. Familiarization with regulatory requirements |  |  | A: See 4A
| B. Plan activities |  |  | A: See 4B
| C. Implement activities |  |  | A: See 4B
| D. Record data |  |  | A: N/A
E. Time to transmit or disclose information
Existing sources
|  |  | Records of CEMS malfunctions (10% of respondents) | 1 | 12 | 12 | 6.2108 | 74.5294 | 3.7265 | 7.4529 | 4770.2984
|  |  | Records of startups, shutdowns, malfunctions, etc. | 1 | 12 | 12 | 6.2108 | 74.5294 | 3.7265 | 7.4529 | 4770.2984
|  |  | Records of monthly fuel use | 2 | 12 | 24 | 62.1078 | 1490.5878 | 74.5294 | 149.0588 | 95405.9682
New PM CEMS sources
|  |  | Records of CEMS malfunctions (10% of respondents) | 1 | 12 | 12 | 0 | 0 | 0 | 0 | 0
|  |  | Records of startups, shutdowns, malfunctions, etc. | 1 | 12 | 12 | 0 | 0 | 0 | 0 | 0
|  |  | Records of monthly fuel use | 2 | 12 | 24 | 0 | 0 | 0 | 0 | 0
| F. Time to train personnel |  |  | 80 | 1 | 80 | 0 | 0 | 0 | 0 | 0
| G. Time for audits |  |  | A: N/A
Subtotal for Recordkeeping Requirements |  |  |  | E: 1885.5936; H: 104946.565
TOTAL LABOR BURDEN AND COSTS (ROUNDED) e |  |  |  | E: 30000; H: 1700000
TOTAL CAPITAL AND O&M COST (ROUNDED) e |  |  |  | H: 8200000
GRAND TOTAL (ROUNDED) e |  |  |  | F: 32000; H: 9900000
Footnotes:
a EPA estimates an average of 372 units at 192 existing facilities per year will be subject to the NESHAP over the next 3 years. Of these, 16.7% are public facilities. 16.7% of 192 facilities are public facilities = 32. 16.7% of 372 units at public facilities = 63; 62% of 63 previously had PM CPMS or conducted PM stack tests = 39.
b This ICR uses the following labor rates: $57.07 (technical), $76.91 (managerial), and $30.88 (clerical). These rates are from the Office of Personnel Management (OPM), 2023 General Schedule, effective January 2023, which excludes locality rates of pay: https://www.opm.gov/policy-data-oversight/pay-leave/salaries-wages/salary-tables/pdf/2024/GS_h.pdf. The rates have been increased by 60 percent to account for the benefit packages available to government employees.
c Estimates are based on the number of publicly owned EGUs complying with annual testing requirements for PM, HCl, and Hg, in lieu of CEMS/CPMS monitoring for these pollutants and includes 39 EGUs conducting Method 5 testing, 11 EGUs conducting Method 320 testing, and 15 EGUs conducting Method 30B testing.
d Assumes that 309 EGUs use HCl or SO2 CEMs and 16.7% of those are publicly-owned = 52.
e Totals have been rounded to 3 significant figures. Figures may not add exactly due to rounding.
Assumptions and calculation area:
|  |  |  | Respondent Labor Rates | Loaded | Multiplier | Unloaded | Updated to agency rates
|  |  |  | Technical (Grade 12, Step 1) | 57.072 | 1.6 | 35.67
|  |  |  | Managerial (Grade 13, Step 5) | 76.912 | 1.6 | 48.07
|  |  |  | Clerical (Grade 6, Step 3) | 30.88 | 1.6 | 19.3
Average Annual Capital Costs for Performance Testing
|  |  | HAP | A: Test Method; B: Cost per Test; C: Number of Tests; D: Total Cost
|  |  | PM | A: PS-11 using M5; B: 5167.0448; C: 38.5069; D: 198966.6316
|  |  | HCl | A: Method 320; B: 20444.263; C: 10.5583; D: 215857.2842
|  |  | Hg | A: Method 30B; B: 20006; C: 14.9059; D: 298207.0005
|  |  |  | Total | 45617.3078 | 63.9711 | 713030.9163
Average Annual Capital Costs for CEMS Installation (Labor and Other Direct Costs)
|  |  | Equipment | A: CEM; B: Cost per Installation; C: Number of Installations; D: Total Cost
|  |  | new beta gauge PM CEMS | A: PM; B: 7940.8962; C: 0; D: 0
|  |  | new FTIR CEMS | A: HCl; B: 111044.6067; C: 0; D: 0
|  |  | new Hg CEMS | A: Hg; B: 174001.6918; C: 0; D: 0
|  |  |  | Total | 292987.1947 | 0 | 0
[5 empty] | Total Capital Cost: |  | 713030.9163
Average Annual Operation and Maintenance (O&M) Costs
|  |  |  | CEM | Costs per Monitor |  |  |  | Number of Monitors | Total Annual Cost
[5 empty] | Labor | Testing | ODC's | Total
|  |  |  | PM | 0 | 14290 | 13693 | 27983 | 23.601 | 660426.053
|  |  |  | HCl | 14788.7066 | 10931.9408 | 15897.2353 | 41617.8827 | 51.5495 | 2145380.8652
|  |  |  | Hg | 19959.2166 | 40011.5548 | 40035.2861 | 100006.0575 | 47.2019 | 4720480.707
|  |  |  | Total | [5 empty] | 7526287.6252
8239318.5415

## Table 1b-Year 3
Table 1b: Annual Respondent Burden and Cost for Public Facilities – NESHAP for Coal- and Oil-Fired Electric Utility Steam Generating Units (40 CFR Part 63, Subpart UUUUU)
Burden Item |  |  |  | A | B | C | D | E | F | G | H
|  |  |  | Technical person-hours per occurrence | No. of occurrences per respondent per year | Technical person-hours per respondent per year (AxB) | Respondents per year a | Technical hours per year (CxD) | Management hours per year (Ex0.05) | Clerical hours per year (Ex0.10) | Total cost per year ($) b
1. Applications |  |  |  | A: N/A
2. Surveys and studies |  |  |  | A: N/A
3. Acquisition, installation, and utilization of technology and systems |  |  |  | 160.6 | 1 | 160.6 | 0 | 0 | 0 | 0 | 0
4. Report requirements
| A. Familiarization with regulatory requirements |  |  | 1 | 1 | 1 | 32.0557 | 32.0557 | 1.6028 | 3.2056 | 2051.7413
B. Required activities
Existing sources
|  |  | Annual performance test (PM, Method 5) c | 27.8 | 1 | 27.8 | 38.5069 | 1070.4905 | 53.5245 | 107.049 | 68517.3861 | PM stack test
|  |  | Annual performance test (HCl, Method 320) c | 26.4 | 1 | 26.4 | 10.5583 | 278.7399 | 13.937 | 27.874 | 17840.916
|  |  | Annual performance test (Hg, Method 30B) c | 27.8 | 1 | 27.8 | 14.9059 | 414.3834 | 20.7192 | 41.4383 | 26522.8591
|  |  | CEMS quarterly inspections d | 2.5 | 4 | 10 | 51.5495 | 515.495 | 25.7747 | 51.5495 | 32994.564
|  |  | CEMS daily calibration drift tests d | 0.4 | 365 | 146 | 51.5495 | 7526.2264 | 376.3113 | 752.6226 | 481720.6342
|  |  | CEMS daily monitoring d | 0.25 | 365 | 91.25 | 51.5495 | 4703.8915 | 235.1946 | 470.3891 | 301075.3964
|  |  | All CEMS must follow appropriate performance specifications d | 14 | 1 | 14 | 51.5495 | 721.6929 | 36.0846 | 72.1693 | 46192.3896
New PM CEMS sources
|  |  | Initial performance test (PM, Methods 5 and 202) | 27.8 | 1 | 27.8 | 0 | 0 | 0 | 0 | 0
|  |  | Initial performance test (HCl, Method 320) | 26.4 | 1 | 26.4 | 0 | 0 | 0 | 0 | 0
|  |  | Initial performance test (Hg, Method 30B) | 27.8 | 1 | 27.8 | 0 | 0 | 0 | 0 | 0
|  |  | CEMS quarterly inspections | 2.46 | 4 | 9.84 | 0 | 0 | 0 | 0 | 0
|  |  | CEMS daily calibration drift tests | 0.12 | 365 | 43.8 | 0 | 0 | 0 | 0 | 0
|  |  | CEMS daily monitoring | 0 | 365 | 0 | 0 | 0 | 0 | 0 | 0
|  |  | All CEMS must follow appropriate performance specifications | 7.3 | 365 | 2664.5 | 0 | 0 | 0 | 0 | 0
| C. Create information |  |  | A: See 4B
| D. Gather existing information |  |  | A: See 4E
E. Write Report
Existing sources
|  |  | Notification of CEMS demonstration | 5 | 1 | 5 | 0 | 0 | 0 | 0 | 0
|  |  | Notification of initial performance test | 3 | 1 | 3 | 0 | 0 | 0 | 0 | 0
|  |  | Performance test report | A: See 4B
|  |  | Notification of compliance status | 16.5 | 1 | 16.5 | 0 | 0 | 0 | 0 | 0
|  |  | Quality assurance program certification | 4 | 1 | 4 | 0 | 0 | 0 | 0 | 0
|  |  | Startup, shutdown, and malfunction report (10% of respondents) | 10 | 1 | 10 | 6.2108 | 62.1078 | 3.1054 | 6.2108 | 3975.2487
|  |  | Semiannual compliance report | 65 | 2 | 130 | 62.1078 | 8074.0174 | 403.7009 | 807.4017 | 516782.3275
|  |  | Site-specific performance evaluation test plan | 20 | 1 | 20 | 62.1078 | 1242.1565 | 62.1078 | 124.2157 | 79504.9735 |  | 45735 | 1.7384 | 35.7273
|  |  | Request to use alternative monitoring procedure (10% of respondents) | 5 | 1 | 5 | 6.2108 | 31.0539 | 1.5527 | 3.1054 | 1987.6243
New PM CEMS sources
|  |  | Initial notification | 3 | 1 | 3 | 0 | 0 | 0 | 0 | 0
|  |  | Notification of CEMS demonstration | 5 | 1 | 5 | 0 | 0 | 0 | 0 | 0
|  |  | Notification of initial performance test | 4 | 1 | 4 | 0 | 0 | 0 | 0 | 0
|  |  | Performance test report | A: See 4B
|  |  | Notification of compliance status | 16.5 | 1 | 16.5 | 0 | 0 | 0 | 0 | 0
|  |  | Quality assurance program certification | 3 | 1 | 3 | 0 | 0 | 0 | 0 | 0
|  |  | Startup, shutdown, and malfunction report (10% of respondents) | 10 | 1 | 10 | 0 | 0 | 0 | 0 | 0
|  |  | Semiannual compliance report | 75 | 2 | 150 | 0 | 0 | 0 | 0 | 0
|  |  | Site-specific performance evaluation test plan | 20 | 1 | 20 | 0 | 0 | 0 | 0 | 0
|  |  | Request to use alternative monitoring procedure (10% of respondents) | 5 | 1 | 5 | 0 | 0 | 0 | 0 | 0
Subtotal for Reporting Requirements |  |  |  | E: 28373.1575; H: 1579166.0608
5. Recordkeeping requirements
| A. Familiarization with regulatory requirements |  |  | A: See 4A
| B. Plan activities |  |  | A: See 4B
| C. Implement activities |  |  | A: See 4B
| D. Record data |  |  | A: N/A
E. Time to transmit or disclose information
Existing sources
|  |  | Records of CEMS malfunctions (10% of respondents) | 1 | 12 | 12 | 6.2108 | 74.5294 | 3.7265 | 7.4529 | 4770.2984
|  |  | Records of startups, shutdowns, malfunctions, etc. | 1 | 12 | 12 | 6.2108 | 74.5294 | 3.7265 | 7.4529 | 4770.2984
|  |  | Records of monthly fuel use | 2 | 12 | 24 | 62.1078 | 1490.5878 | 74.5294 | 149.0588 | 95405.9682
New PM CEMS sources
|  |  | Records of CEMS malfunctions (10% of respondents) | 1 | 12 | 12 | 0 | 0 | 0 | 0 | 0
|  |  | Records of startups, shutdowns, malfunctions, etc. | 1 | 12 | 12 | 0 | 0 | 0 | 0 | 0
|  |  | Records of monthly fuel use | 2 | 12 | 24 | 0 | 0 | 0 | 0 | 0
| F. Time to train personnel |  |  | 80 | 1 | 80 | 0 | 0 | 0 | 0 | 0
| G. Time for audits |  |  | A: N/A
Subtotal for Recordkeeping Requirements |  |  |  | E: 1885.5936; H: 104946.565
TOTAL LABOR BURDEN AND COSTS (ROUNDED) e |  |  |  | E: 30000; H: 1700000
TOTAL CAPITAL AND O&M COST (ROUNDED) e |  |  |  | H: 8200000
GRAND TOTAL (ROUNDED) e |  |  |  | F: 32000; H: 9900000
Footnotes:
a EPA estimates an average of 372 units at 192 existing facilities per year will be subject to the NESHAP over the next 3 years. Of these, 16.7% are public facilities. 16.7% of 192 facilities are public facilities = 32. 16.7% of 372 units at public facilities = 63; 62% of 63 previously had PM CPMS or conducted PM stack tests = 39.
b This ICR uses the following labor rates: $57.07 (technical), $76.91 (managerial), and $30.88 (clerical). These rates are from the Office of Personnel Management (OPM), 2023 General Schedule, effective January 2023, which excludes locality rates of pay: https://www.opm.gov/policy-data-oversight/pay-leave/salaries-wages/salary-tables/pdf/2024/GS_h.pdf. The rates have been increased by 60 percent to account for the benefit packages available to government employees.
c Estimates are based on the number of publicly owned EGUs complying with annual testing requirements for PM, HCl, and Hg, in lieu of CEMS/CPMS monitoring for these pollutants and includes 39 EGUs conducting Method 5 testing, 11 EGUs conducting Method 320 testing, and 15 EGUs conducting Method 30B testing.
d Assumes that 309 EGUs use HCl or SO2 CEMs and 16.7% of those are publicly-owned = 52.
e Totals have been rounded to 3 significant figures. Figures may not add exactly due to rounding.
Assumptions and calculation area:
|  |  |  | Respondent Labor Rates | Loaded | Multiplier | Unloaded | Updated to agency rates
|  |  |  | Technical (Grade 12, Step 1) | 57.072 | 1.6 | 35.67
|  |  |  | Managerial (Grade 13, Step 5) | 76.912 | 1.6 | 48.07
|  |  |  | Clerical (Grade 6, Step 3) | 30.88 | 1.6 | 19.3
Average Annual Capital Costs for Performance Testing
|  |  | HAP | A: Test Method; B: Cost per Test; C: Number of Tests; D: Total Cost
|  |  | PM | A: PS-11 using M5; B: 5167.0448; C: 38.5069; D: 198966.6316
|  |  | HCl | A: Method 320; B: 20444.263; C: 10.5583; D: 215857.2842
|  |  | Hg | A: Method 30B; B: 20006; C: 14.9059; D: 298207.0005
|  |  |  | Total | 45617.3078 | 63.9711 | 713030.9163
Average Annual Capital Costs for CEMS Installation (Labor and Other Direct Costs)
|  |  | Equipment | A: CEM; B: Cost per Installation; C: Number of Installations; D: Total Cost
|  |  | new beta gauge PM CEMS | A: PM; B: 7940.8962; C: 0; D: 0
|  |  | new FTIR CEMS | A: HCl; B: 111044.6067; C: 0; D: 0
|  |  | new Hg CEMS | A: Hg; B: 174001.6918; C: 0; D: 0
|  |  |  | Total | 292987.1947 | 0 | 0
[5 empty] | Total Capital Cost: |  | 713030.9163
Average Annual Operation and Maintenance (O&M) Costs
|  |  |  | CEM | Costs per Monitor |  |  |  | Number of Monitors | Total Annual Cost
[5 empty] | Labor | Testing | ODC's | Total
|  |  |  | PM | 0 | 14290 | 13693 | 27983 | 23.601 | 660426.053
|  |  |  | HCl | 14788.7066 | 10931.9408 | 15897.2353 | 41617.8827 | 51.5495 | 2145380.8652
|  |  |  | Hg | 19959.2166 | 40011.5548 | 40035.2861 | 100006.0575 | 47.2019 | 4720480.707
|  |  |  | Total | [5 empty] | 7526287.6252
8239318.5415

## Table 1b-Avg
Table 1b: Annual Respondent Burden and Cost for Public Facilities – NESHAP for Coal- and Oil-Fired Electric Utility Steam Generating Units (40 CFR Part 63, Subpart UUUUU)
Burden Item |  |  |  | A | B | C | D | E | F | G | H
|  |  |  | Technical person-hours per occurrence | No. of occurrences per respondent per year | Technical person-hours per respondent per year (AxB) | Respondents per year a | Technical hours per year (CxD) | Management hours per year (Ex0.05) | Clerical hours per year (Ex0.10) | Total cost per year ($) b
1. Applications |  |  |  | A: N/A
2. Surveys and studies |  |  |  | A: N/A
3. Acquisition, installation, and utilization of technology and systems |  |  |  | 160.6 | 1 | 160.6 | 0 | 0 | 0 | 0 | 0
4. Report requirements
| A. Familiarization with regulatory requirements |  |  | 1 | 1 | 1 | 32.0557 | 32.0557 | 1.6028 | 3.2056 | 2051.7413
B. Required activities
Existing sources
|  |  | Annual performance test (PM, Method 5) c | 27.8 | 1 | 27.8 | 38.5069 | 1070.4905 | 53.5245 | 107.049 | 68517.3861 |  | PM stack test
|  |  | Annual performance test (HCl, Method 320) c | 26.4 | 1 | 26.4 | 10.5583 | 278.7399 | 13.937 | 27.874 | 17840.916
|  |  | Annual performance test (Hg, Method 30B) c | 27.8 | 1 | 27.8 | 14.9059 | 414.3834 | 20.7192 | 41.4383 | 26522.8591
|  |  | CEMS quarterly inspections d | 2.5 | 4 | 10 | 51.5495 | 515.495 | 25.7747 | 51.5495 | 32994.564
|  |  | CEMS daily calibration drift tests d | 0.4 | 365 | 146 | 51.5495 | 7526.2264 | 376.3113 | 752.6226 | 481720.6342
|  |  | CEMS daily monitoring d | 0.25 | 365 | 91.25 | 51.5495 | 4703.8915 | 235.1946 | 470.3891 | 301075.3964
|  |  | All CEMS must follow appropriate performance specifications d | 14 | 1 | 14 | 51.5495 | 721.6929 | 36.0846 | 72.1693 | 46192.3896
New PM CEMS sources
|  |  | Initial performance test (PM, Methods 5 and 202) | 27.8 | 1 | 27.8 | 0 | 0 | 0 | 0 | 0
|  |  | Initial performance test (HCl, Method 320) | 26.4 | 1 | 26.4 | 0 | 0 | 0 | 0 | 0
|  |  | Initial performance test (Hg, Method 30B) | 27.8 | 1 | 27.8 | 0 | 0 | 0 | 0 | 0
|  |  | CEMS quarterly inspections | 2.46 | 4 | 9.84 | 0 | 0 | 0 | 0 | 0
|  |  | CEMS daily calibration drift tests | 0.12 | 365 | 43.8 | 0 | 0 | 0 | 0 | 0
|  |  | CEMS daily monitoring | 0 | 365 | 0 | 0 | 0 | 0 | 0 | 0
|  |  | All CEMS must follow appropriate performance specifications | 7.3 | 365 | 2664.5 | 0 | 0 | 0 | 0 | 0
| C. Create information |  |  | A: See 4B
| D. Gather existing information |  |  | A: See 4E
E. Write Report
Existing sources
|  |  | Notification of CEMS demonstration | 5 | 1 | 5 | 0 | 0 | 0 | 0 | 0
|  |  | Notification of initial performance test | 3 | 1 | 3 | 0 | 0 | 0 | 0 | 0
|  |  | Performance test report | A: See 4B
|  |  | Notification of compliance status | 16.5 | 1 | 16.5 | 0 | 0 | 0 | 0 | 0
|  |  | Quality assurance program certification | 4 | 1 | 4 | 0 | 0 | 0 | 0 | 0
|  |  | Startup, shutdown, and malfunction report (10% of respondents) | 10 | 1 | 10 | 6.2108 | 62.1078 | 3.1054 | 6.2108 | 3975.2487
|  |  | Semiannual compliance report | 65 | 2 | 130 | 62.1078 | 8074.0174 | 403.7009 | 807.4017 | 516782.3275
|  |  | Site-specific performance evaluation test plan | 20 | 1 | 20 | 62.1078 | 1242.1565 | 62.1078 | 124.2157 | 79504.9735 |  |  | 45735 | 1.7384 | 35.7273
|  |  | Request to use alternative monitoring procedure (10% of respondents) | 5 | 1 | 5 | 6.2108 | 31.0539 | 1.5527 | 3.1054 | 1987.6243
New PM CEMS sources
|  |  | Initial notification | 3 | 1 | 3 | 0 | 0 | 0 | 0 | 0
|  |  | Notification of CEMS demonstration | 5 | 1 | 5 | 0 | 0 | 0 | 0 | 0
|  |  | Notification of initial performance test | 4 | 1 | 4 | 0 | 0 | 0 | 0 | 0
|  |  | Performance test report | A: See 4B
|  |  | Notification of compliance status | 16.5 | 1 | 16.5 | 0 | 0 | 0 | 0 | 0
|  |  | Quality assurance program certification | 3 | 1 | 3 | 0 | 0 | 0 | 0 | 0
|  |  | Startup, shutdown, and malfunction report (10% of respondents) | 10 | 1 | 10 | 0 | 0 | 0 | 0 | 0
|  |  | Semiannual compliance report | 75 | 2 | 150 | 0 | 0 | 0 | 0 | 0
|  |  | Site-specific performance evaluation test plan | 20 | 1 | 20 | 0 | 0 | 0 | 0 | 0
|  |  | Request to use alternative monitoring procedure (10% of respondents) | 5 | 1 | 5 | 0 | 0 | 0 | 0 | 0
Subtotal for Reporting Requirements |  |  |  | E: 28000; H: 1579166.0608
5. Recordkeeping requirements
| A. Familiarization with regulatory requirements |  |  | A: See 4A
| B. Plan activities |  |  | A: See 4B
| C. Implement activities |  |  | A: See 4B
| D. Record data |  |  | A: N/A
E. Time to transmit or disclose information
Existing sources
|  |  | Records of CEMS malfunctions (10% of respondents) | 1 | 12 | 12 | 6.2108 | 74.5294 | 3.7265 | 7.4529 | 4770.2984
|  |  | Records of startups, shutdowns, malfunctions, etc. | 1 | 12 | 12 | 6.2108 | 74.5294 | 3.7265 | 7.4529 | 4770.2984
|  |  | Records of monthly fuel use | 2 | 12 | 24 | 62.1078 | 1490.5878 | 74.5294 | 149.0588 | 95405.9682
New sources
|  |  | Records of CEMS malfunctions (10% of respondents) | 1 | 12 | 12 | 0 | 0 | 0 | 0 | 0
|  |  | Records of startups, shutdowns, malfunctions, etc. | 1 | 12 | 12 | 0 | 0 | 0 | 0 | 0
|  |  | Records of monthly fuel use | 2 | 12 | 24 | 0 | 0 | 0 | 0 | 0
| F. Time to train personnel |  |  | 80 | 1 | 80 | 0 | 0 | 0 | 0 | 0
| G. Time for audits |  |  | A: N/A
Subtotal for Recordkeeping Requirements |  |  |  | E: 1900; H: 105000
TOTAL LABOR BURDEN AND COSTS (ROUNDED) e |  |  |  | E: 30000; H: 1700000 | 30000
TOTAL CAPITAL AND O&M COST (ROUNDED) e |  |  |  | H: 8200000
GRAND TOTAL (ROUNDED) e |  |  |  | H: 9900000
Footnotes:
a EPA estimates an average of 372 units at 192 existing facilities per year will be subject to the NESHAP over the next 3 years. Of these, 16.7% are public facilities. 16.7% of 192 facilities are public facilities = 32. 16.7% of 372 units at public facilities = 63; 62% of 63 previously had PM CPMS or conducted PM stack tests = 39.
b This ICR uses the following labor rates: $57.07 (technical), $76.91 (managerial), and $30.88 (clerical). These rates are from the Office of Personnel Management (OPM), 2023 General Schedule, effective January 2024, which excludes locality rates of pay: https://www.opm.gov/policy-data-oversight/pay-leave/salaries-wages/salary-tables/pdf/2024/GS_h.pdf. The rates have been increased by 60 percent to account for the benefit packages available to government employees.
c Estimates are based on the number of publicly owned EGUs complying with annual testing requirements for PM, HCl, and Hg, in lieu of CEMS/CPMS monitoring for these pollutants and includes 39 EGUs conducting Method 5 testing, 11 EGUs conducting Method 320 testing, and 15 EGUs conducting Method 30B testing.
d Assumes that 309 EGUs use HCl or SO2 CEMs and 16.7% of those are publicly-owned = 52.
e Totals have been rounded to 3 significant figures. Figures may not add exactly due to rounding.
Assumptions and calculation area:
|  |  |  | Respondent Labor Rates | Loaded | Multiplier | Unloaded
|  |  |  | Technical (Grade 12, Step 1) | 57.072 | 1.6 | 35.67
|  |  |  | Managerial (Grade 13, Step 5) | 76.912 | 1.6 | 48.07
|  |  |  | Clerical (Grade 6, Step 3) | 30.88 | 1.6 | 19.3
Average Annual Capital Costs for Performance Testing
|  |  | HAP | A: Test Method; B: Cost per Test; C: Number of Tests; D: Total Cost
|  |  | PM | A: PS-11 using M5; B: 5167.0448; C: 38.5069; D: 198966.6316
|  |  | HCl | A: Method 320; B: 20444.263; C: 10.5583; D: 215857.2842
|  |  | Hg | A: Method 30B; B: 20006; C: 14.9059; D: 298207.0005
|  |  |  | Total | 45617.3078 | 63.9711 | 713030.9163
Average Annual Capital Costs for CEMS Installation (Labor and Other Direct Costs)
|  |  | Equipment | A: CEM; B: Cost per Installation; C: Number of Installations; D: Total Cost
|  |  | new beta gauge PM CEMS | A: PM; B: 7940.8962; C: 0; D: 0
|  |  | new FTIR CEMS | A: HCl; B: 111044.6067; C: 0; D: 0
|  |  | new Hg CEMS | A: Hg; B: 174001.6918; C: 0; D: 0
|  |  |  | Total | 292987.1947 | 0 | 0 |  | 4270758.0924
[5 empty] | Total Capital Cost: |  | 713030.9163
Average Annual Operation and Maintenance (O&M) Costs
|  |  |  | CEM | Costs per Monitor |  |  |  | Number of Monitors | Total Annual Cost
[5 empty] | Labor | Testing | ODC's | Total
|  |  |  | PM | 0 | 14290 | 13693 | 27983 | 23.601 | 660426.053
|  |  |  | HCl | 14788.7066 | 10931.9408 | 15897.2353 | 41617.8827 | 51.5495 | 2145380.8652
|  |  |  | Hg | 19959.2166 | 40011.5548 | 40035.2861 | 100006.0575 | 47.2019 | 4720480.707
|  |  |  | Total | [5 empty] | 7526287.6252
8239318.5415

## Table 1c-Year 1
Table 1c: Annual Respondent Burden and Cost Breakdown by Affected Sector – NESHAP for Coal- and Oil-Fired Electric Utility Steam Generating Units (40 CFR Part 63, Subpart UUUUU)
Affected Sector | Number of Responses | Labor Hours |  |  | Labor Cost | Capital Cost | O&M Cost | Total Cost
|  | Reporting | Recordkeeping | Total
Private | 1310.8439 | 141570.2338 | 9408.3264 | 150978.5602 | 22800000 | 3557727.1761 | 37553039.2967 | 63910766.4728
Public (State/Local/Tribal) | 262.7161 | 28373.1575 | 1885.5936 | 30258.7511 | 1700000 | 713030.9163 | 7526287.6252 | 9939318.5415
Total (rounded) | 1573.56 | 169943.3913 | 11293.92 | 181237.3113 | 24500000 | 4270758.0924 | 45079326.9219 | 73850085.0143 | 115.1766 | hrs/response
Totals have been rounded to 3 significant figures. Figures may not add exactly due to rounding.
2011 Final Rule |  | % by sector | Current |  | % by sector
Total # facilities: | 575 |  | Total # of facilities : | 192 |  | 372 |  |  |  |  | 0.45416 | 191.6559
Total private sector: | 479 | 83.3% | Total private sector | 159.9443 | 83.3% | 309.8922
Total public sector: | 96 | 16.7% | Total public sector | 32.0557 | 16.7% | 62.1078
|  |  |  | 1.9375 | Units per facility (footprint)

## Table 1c-Year 2
Table 1c: Annual Respondent Burden and Cost Breakdown by Affected Sector – NESHAP for Coal- and Oil-Fired Electric Utility Steam Generating Units (40 CFR Part 63, Subpart UUUUU)
Affected Sector | Number of Responses | Labor Hours |  |  | Labor Cost | Capital Cost | O&M Cost | Total Cost
|  | Reporting | Recordkeeping | Total
Private | 1310.8439 | 141570.2338 | 9408.3264 | 150978.5602 | 22800000 | 3557727.1761 | 37553039.2967 | 63910766.4728
Public (State/Local/Tribal) | 262.7161 | 28373.1575 | 1885.5936 | 30258.7511 | 1700000 | 713030.9163 | 7526287.6252 | 9939318.5415
Total (rounded) | 1573.56 | 169943.3913 | 11293.92 | 181237.3113 | 24500000 | 4270758.0924 | 45079326.9219 | 73850085.0143 | 115.1766 | hrs/response
Totals have been rounded to 3 significant figures. Figures may not add exactly due to rounding.
2011 Final Rule |  | % by sector | Current |  | % by sector
Total # facilities: | 575 |  | Total # of facilities : | 192 |  | 372 |  |  |  |  | 0.45416 | 191.6559
Total private sector: | 479 | 83.3% | Total private sector | 159.9443 | 83.3% | 309.8922
Total public sector: | 96 | 16.7% | Total public sector | 32.0557 | 16.7% | 62.1078
|  |  |  | 1.9375 | Units per facility (footprint)

## Table 1c-Year 3
Table 1c: Annual Respondent Burden and Cost Breakdown by Affected Sector – NESHAP for Coal- and Oil-Fired Electric Utility Steam Generating Units (40 CFR Part 63, Subpart UUUUU)
Affected Sector | Number of Responses | Labor Hours |  |  | Labor Cost | Capital Cost | O&M Cost | Total Cost
|  | Reporting | Recordkeeping | Total
Private | 1310.8439 | 141570.2338 | 9408.3264 | 150978.5602 | 22800000 | 3557727.1761 | 37553039.2967 | 63910766.4728
Public (State/Local/Tribal) | 262.7161 | 28373.1575 | 1885.5936 | 30258.7511 | 1700000 | 713030.9163 | 7526287.6252 | 9939318.5415
Total (rounded) | 1573.56 | 169943.3913 | 11293.92 | 181237.3113 | 24500000 | 4270758.0924 | 45079326.9219 | 73850085.0143 | 115.1766 | hrs/response
Totals have been rounded to 3 significant figures. Figures may not add exactly due to rounding.
2011 Final Rule |  | % by sector | Current |  | % by sector
Total # facilities: | 575 |  | Total # of facilities : | 192 |  | 372
Total private sector: | 479 | 83.3% | Total private sector | 159.9443 | 83.3% | 309.8922
Total public sector: | 96 | 16.7% | Total public sector | 32.0557 | 16.7% | 62.1078
|  |  |  | 1.9375 | Units per facility (footprint)

## Table 1c-Avg
Table 1c: Annual Respondent Burden and Cost Breakdown by Affected Sector – NESHAP for Coal- and Oil-Fired Electric Utility Steam Generating Units (40 CFR Part 63, Subpart UUUUU)
Affected Sector | Number of Responses | Labor Hours |  |  | Labor Cost | Capital Cost | O&M Cost | Total Cost |  |  |  |  | Difference from 2137.12 (2024 version) |  |  | Difference from 2137.10
|  | Reporting | Recordkeeping | Total | [8 empty] | Labor | Capital and O&M | Total | Labor | Capital and O&M | Total
Private | 1310.8439 | 142000 | 9400 | 151000 | 22800000 | 3600000 | 37600000 | 63900000 |  |  |  |  | -26300000 | -3300000 | -29700000 | -1900000 | -43600000 | -46100000
Public (State/Local/Tribal) | 262.7161 | 28400 | 1900 | 30000 | 1700000 | 700000 | 7500000 | 9900000 |  |  |  |  | -2300000 | -700000 | -3100000 | -400000 | -8800000 | -9200000
Total (rounded) | 1573.56 | 170000 | 11300 | 181000 | 24500000 | 4300000 | 45100000 | 73800000 | 115.0258 | hrs/response |  |  | -28600000 | -4000000 | -32800000 | -2300000 | -52600000 | -55200000
Totals have been rounded to 3 significant figures. Figures may not add exactly due to rounding.
2011 Final Rule |  | % by sector | Current |  | % by sector
Total # facilities: | 575 |  | Total # of facilities : | 192 |  | 372 |  |  |  |  | 0.45416 | 191.6559
Total private sector: | 479 | 83.3% | Total private sector | 159.9443 | 83.3% | 309.8922
Total public sector: | 96 | 16.7% | Total public sector | 32.0557 | 16.7% | 62.1078
|  |  |  | 1.9375 | Units per facility (footprint)

## Table 2-Year 1
Table 2: Average Annual EPA Burden and Cost – NESHAP for Coal- and Oil-Fired Electric Utility Steam Generating Units (40 CFR Part 63, Subpart UUUUU)
Burden Item | A | B | C | D | E | F | G | H
| Technical person-hours per occurrence | No. of occurrences per respondent per year | Technical person-hours per respondent per year (AxB) | Respondents per year a | Technical hours per year (CxD) | Management hours per year (Ex0.05) | Clerical hours per year (Ex0.10) | Total cost per year ($) b
Observe initial performance test c | 24 | 1 | 24 | 0 | 0 | 0 | 0 | 0 | EGU
Observe repeat performance test d | 24 | 0.2 | 4.8 | 0 | 0 | 0 | 0 | 0 | EGU
Review initial notification | 0.5 | 1 | 0.5 | 0 | 0 | 0 | 0 | 0 | EGU
Review notification of CEMS demonstration | 0.5 | 1 | 0.5 | 0 | 0 | 0 | 0 | 0 | EGU
Review notification of initial performance test | 0.5 | 1 | 0.5 | 0 | 0 | 0 | 0 | 0 | EGU
Review performance test report | 8 | 1 | 8 | 0 | 0 | 0 | 0 | 0 | EGU
Review quality assurance program certification | 0.5 | 1 | 0.5 | 0 | 0 | 0 | 0 | 0 | EGU
Review startup, shutdown, and malfunction report (10% of respondents) | 8 | 1 | 8 | 37.2 | 297.6 | 14.88 | 29.76 | 19048.0666 | EGU
Review semiannual compliance report | 8 | 1 | 8 | 372 | 2976 | 148.8 | 297.6 | 190480.6656 | EGU
Review notification of compliance status | 0.5 | 1 | 0.5 | 0 | 0 | 0 | 0 | 0 | EGU
Review site-specific performance evaluation test plan | 8 | 1 | 8 | 372 | 2976 | 148.8 | 297.6 | 190480.6656 | EGU
Review request to use alternative monitoring procedure (10% of respondents) | 0.5 | 1 | 0.5 | 37.2 | 18.6 | 0.93 | 1.86 | 1190.5042 | EGU
Travel Expenses e | H: 0
TOTAL (ROUNDED) f | E: 7210; H: 401000
Footnotes:
a EPA estimates 372 existing EGUs will be subject to the NESHAP each year.
b This ICR uses the following labor rates: $57.07 (technical), $76.91 (managerial), and $30.88 (clerical). These rates are from the Office of Personnel Management (OPM), 2023 General Schedule, effective January 2024, which excludes locality rates of pay: https://www.opm.gov/policy-data-oversight/pay-leave/salaries-wages/salary-tables/pdf/2024/GS_h.pdf. The rates have been increased by 60 percent to account for the benefit packages available to government employees.
c EPA estimates it will observe 20% of initial performance tests.
d EPA assumes 20% of initial performance tests must be repeated due to failure.
e EPA estimates annual travel expenses to be $400 per plant and assumes EPA will visit 0 plants per year = (1 person x 0 plants/year x 3 days/plant x $50 per diem) + ($250 round trip/plant x 18 plants/year) = $0/year.
f Totals have been rounded to 3 significant figures. Figures may not add exactly due to rounding.
Assumptions and calculation area:
| Agency Labor Rates |  | Unloaded Labor Rate | Multiplier | Loaded Labor Rate
| GS-12 Step 1 | Technical | 35.67 | 1.6 | 57.072
| GS-13 Step 5 | Managerial | 48.07 | 1.6 | 76.912
| GS-06 Step 3 | Clerical | 19.3 | 1.6 | 30.88
Travel Expenses
400
Travel Expenses
Travel Expenses* = (1 person x 1 plant/year x 3 days/plant x $50 per diem) + ($250 round trip/plant x 1 plant/year) = $400/year
Travel Expenses* = | B: 400
| assumes EPA will visit 0 plants per year |  |  | 0

## Table 2-Year 2
Table 2: Average Annual EPA Burden and Cost – NESHAP for Coal- and Oil-Fired Electric Utility Steam Generating Units (40 CFR Part 63, Subpart UUUUU)
Burden Item | A | B | C | D | E | F | G | H
| Technical person-hours per occurrence | No. of occurrences per respondent per year | Technical person-hours per respondent per year (AxB) | Respondents per year a | Technical hours per year (CxD) | Management hours per year (Ex0.05) | Clerical hours per year (Ex0.10) | Total cost per year ($) b
Observe initial performance test c | 24 | 1 | 24 | 0 | 0 | 0 | 0 | 0
Observe repeat performance test d | 24 | 0.2 | 4.8 | 0 | 0 | 0 | 0 | 0
Review initial notification | 0.5 | 1 | 0.5 | 0 | 0 | 0 | 0 | 0
Review notification of CEMS demonstration | 0.5 | 1 | 0.5 | 0 | 0 | 0 | 0 | 0
Review notification of initial performance test | 0.5 | 1 | 0.5 | 0 | 0 | 0 | 0 | 0
Review performance test report | 8 | 1 | 8 | 0 | 0 | 0 | 0 | 0
Review quality assurance program certification | 0.5 | 1 | 0.5 | 0 | 0 | 0 | 0 | 0
Review startup, shutdown, and malfunction report (10% of respondents) | 8 | 1 | 8 | 37.2 | 297.6 | 14.88 | 29.76 | 19048.0666
Review semiannual compliance report | 8 | 1 | 8 | 372 | 2976 | 148.8 | 297.6 | 190480.6656
Review notification of compliance status | 0.5 | 1 | 0.5 | 0 | 0 | 0 | 0 | 0
Review site-specific performance evaluation test plan | 8 | 1 | 8 | 372 | 2976 | 148.8 | 297.6 | 190480.6656
Review request to use alternative monitoring procedure (10% of respondents) | 0.5 | 1 | 0.5 | 37.2 | 18.6 | 0.93 | 1.86 | 1190.5042
Travel Expenses e | H: 0
TOTAL (ROUNDED) f | E: 7210; H: 401000
Footnotes:
a EPA estimates 372 existing EGUs will be subject to the NESHAP each year.
b This ICR uses the following labor rates: $57.07 (technical), $76.91 (managerial), and $30.88 (clerical). These rates are from the Office of Personnel Management (OPM), 2023 General Schedule, effective January 2024, which excludes locality rates of pay: https://www.opm.gov/policy-data-oversight/pay-leave/salaries-wages/salary-tables/pdf/2024/GS_h.pdf. The rates have been increased by 60 percent to account for the benefit packages available to government employees.
c EPA estimates it will observe 20% of initial performance tests.
d EPA assumes 20% of initial performance tests must be repeated due to failure.
e EPA estimates annual travel expenses to be $400 per plant and assumes EPA will visit 0 plants per year = (1 person x 0 plants/year x 3 days/plant x $50 per diem) + ($250 round trip/plant x 18 plants/year) = $0/year.
f Totals have been rounded to 3 significant figures. Figures may not add exactly due to rounding.
Assumptions and calculation area:
| Agency Labor Rates |  | Unloaded Labor Rate | Multiplier | Loaded Labor Rate
| GS-12 Step 1 | Technical | 35.67 | 1.6 | 57.072
| GS-13 Step 5 | Managerial | 48.07 | 1.6 | 76.912
| GS-06 Step 3 | Clerical | 19.3 | 1.6 | 30.88
Travel Expenses
| SALARY TABLE 2011-GS | 400
Travel Expenses
Travel Expenses* = (1 person x 1 plant/year x 3 days/plant x $50 per diem) + ($250 round trip/plant x 1 plant/year) = $400/year
Travel Expenses* = | B: 400
| assumes EPA will visit 0 plants per year |  |  | 0

## Table 2-Year 3
Table 2: Average Annual EPA Burden and Cost – NESHAP for Coal- and Oil-Fired Electric Utility Steam Generating Units (40 CFR Part 63, Subpart UUUUU)
Burden Item | A | B | C | D | E | F | G | H
| Technical person-hours per occurrence | No. of occurrences per respondent per year | Technical person-hours per respondent per year (AxB) | Respondents per year a | Technical hours per year (CxD) | Management hours per year (Ex0.05) | Clerical hours per year (Ex0.10) | Total cost per year ($) b
Observe initial performance test c | 24 | 1 | 24 | 0 | 0 | 0 | 0 | 0
Observe repeat performance test d | 24 | 0.2 | 4.8 | 0 | 0 | 0 | 0 | 0
Review initial notification | 0.5 | 1 | 0.5 | 0 | 0 | 0 | 0 | 0
Review notification of CEMS demonstration | 0.5 | 1 | 0.5 | 0 | 0 | 0 | 0 | 0
Review notification of initial performance test | 0.5 | 1 | 0.5 | 0 | 0 | 0 | 0 | 0
Review performance test report | 8 | 1 | 8 | 0 | 0 | 0 | 0 | 0
Review quality assurance program certification | 0.5 | 1 | 0.5 | 0 | 0 | 0 | 0 | 0
Review startup, shutdown, and malfunction report (10% of respondents) | 8 | 1 | 8 | 37.2 | 297.6 | 14.88 | 29.76 | 19048.0666
Review semiannual compliance report | 8 | 1 | 8 | 372 | 2976 | 148.8 | 297.6 | 190480.6656
Review notification of compliance status | 0.5 | 1 | 0.5 | 0 | 0 | 0 | 0 | 0
Review site-specific performance evaluation test plan | 8 | 1 | 8 | 372 | 2976 | 148.8 | 297.6 | 190480.6656
Review request to use alternative monitoring procedure (10% of respondents) | 0.5 | 1 | 0.5 | 37.2 | 18.6 | 0.93 | 1.86 | 1190.5042
Travel Expenses e | H: 0
TOTAL (ROUNDED) f | E: 7210; H: 401000
Footnotes:
a EPA estimates 372 existing EGUs will be subject to the NESHAP each year.
b This ICR uses the following labor rates: $57.07 (technical), $76.91 (managerial), and $30.88 (clerical). These rates are from the Office of Personnel Management (OPM), 2023 General Schedule, effective January 2024, which excludes locality rates of pay: https://www.opm.gov/policy-data-oversight/pay-leave/salaries-wages/salary-tables/pdf/2024/GS_h.pdf. The rates have been increased by 60 percent to account for the benefit packages available to government employees.
c EPA estimates it will observe 20% of initial performance tests.
d EPA assumes 20% of initial performance tests must be repeated due to failure.
e EPA estimates annual travel expenses to be $400 per plant and assumes EPA will visit 0 plants per year = (1 person x 0 plants/year x 3 days/plant x $50 per diem) + ($250 round trip/plant x 18 plants/year) = $0/year.
f Totals have been rounded to 3 significant figures. Figures may not add exactly due to rounding.
Assumptions and calculation area:
| Agency Labor Rates |  | Unloaded Labor Rate | Multiplier | Loaded Labor Rate
| GS-12 Step 1 | Technical | 35.67 | 1.6 | 57.072
| GS-13 Step 5 | Managerial | 48.07 | 1.6 | 76.912
| GS-06 Step 3 | Clerical | 19.3 | 1.6 | 30.88
Travel Expenses
| SALARY TABLE 2011-GS | 400
Travel Expenses
Travel Expenses* = (1 person x 1 plant/year x 3 days/plant x $50 per diem) + ($250 round trip/plant x 1 plant/year) = $400/year
Travel Expenses* = | B: 400
| assumes EPA will visit 0 plants per year |  |  | 0

## Table 2-Avg
Table 2: Average Annual EPA Burden and Cost – NESHAP for Coal- and Oil-Fired Electric Utility Steam Generating Units (40 CFR Part 63, Subpart UUUUU)
Burden Item | A | B | C | D | E | F | G | H
| Technical person-hours per occurrence | No. of occurrences per respondent per year | Technical person-hours per respondent per year (AxB) | Respondents per year a | Technical hours per year (CxD) | Management hours per year (Ex0.05) | Clerical hours per year (Ex0.10) | Total cost per year ($) b
Observe initial performance test c | 24 | 1 | 24 | 0 | 0 | 0 | 0 | 0
Observe repeat performance test d | 24 | 0.2 | 4.8 | 0 | 0 | 0 | 0 | 0
Review initial notification | 0.5 | 1 | 0.5 | 0 | 0 | 0 | 0 | 0
Review notification of CEMS demonstration | 0.5 | 1 | 0.5 | 0 | 0 | 0 | 0 | 0
Review notification of initial performance test | 0.5 | 1 | 0.5 | 0 | 0 | 0 | 0 | 0
Review performance test report | 8 | 1 | 8 | 0 | 0 | 0 | 0 | 0
Review quality assurance program certification | 0.5 | 1 | 0.5 | 0 | 0 | 0 | 0 | 0
Review startup, shutdown, and malfunction report (10% of respondents) | 8 | 1 | 8 | 37.2 | 297.6 | 14.88 | 29.76 | 19048.0666
Review semiannual compliance report | 8 | 1 | 8 | 372 | 2976 | 148.8 | 297.6 | 190480.6656
Review notification of compliance status | 0.5 | 1 | 0.5 | 0 | 0 | 0 | 0 | 0
Review site-specific performance evaluation test plan | 8 | 1 | 8 | 372 | 2976 | 148.8 | 297.6 | 190480.6656
Review request to use alternative monitoring procedure (10% of respondents) | 0.5 | 1 | 0.5 | 37.2 | 18.6 | 0.93 | 1.86 | 1190.5042
Travel Expenses e | H: 0
TOTAL (ROUNDED) f | E: 7210; H: 401000
Footnotes:
a EPA estimates 372 existing EGUs will be subject to the NESHAP each year.
b This ICR uses the following labor rates: $57.07 (technical), $76.91 (managerial), and $30.88 (clerical). These rates are from the Office of Personnel Management (OPM), 2023 General Schedule, effective January 2024, which excludes locality rates of pay: https://www.opm.gov/policy-data-oversight/pay-leave/salaries-wages/salary-tables/pdf/2024/GS_h.pdf. The rates have been increased by 60 percent to account for the benefit packages available to government employees.
c EPA estimates it will observe 20% of initial performance tests.
d EPA assumes 20% of initial performance tests must be repeated due to failure.
e EPA estimates annual travel expenses to be $400 per plant and assumes EPA will visit 0 plants per year = (1 person x 0 plants/year x 3 days/plant x $50 per diem) + ($250 round trip/plant x 18 plants/year) = $0/year.
f Totals have been rounded to 3 significant figures. Figures may not add exactly due to rounding.
Assumptions and calculation area:
| Agency Labor Rates |  | Unloaded Labor Rate | Multiplier | Loaded Labor Rate
| GS-12 Step 1 | Technical | 35.67 | 1.6 | 57.072
| GS-13 Step 5 | Managerial | 48.07 | 1.6 | 76.912
| GS-06 Step 3 | Clerical | 19.3 | 1.6 | 30.88
Travel Expenses
| SALARY TABLE 2011-GS | 400
Travel Expenses
Travel Expenses* = (1 person x 1 plant/year x 3 days/plant x $50 per diem) + ($250 round trip/plant x 1 plant/year) = $400/year
Travel Expenses* = | B: 400
| assumes EPA will visit 0 plants per year |  |  | 0

## Annual Responses-Year 1
Total Annual Responses
Total Annual Responses
| (A) Information Collection Activity | (B) Number of Respondents | (C) Number of Responses per year | (D) Number of Respondents That Keep Records But Do Not Submit Reports | (E) Total Annual Responses E=(BxC)+D
Existing Sources
| Notification of CEMS demonstration | 0 | 1 | 0 | 0
| Notification of initial performance test | 0 | 1 | 0 | 0
| Performance test report | 383.16 | 1 | 0 | 383.16
| Notification of compliance status | 0 | 1 | 0 | 0
| Quality assurance program certification | 0 | 1 | 0 | 0
| Startup, shutdown, and malfunction report (10% of respondents) | 37.2 | 1 | 0 | 37.2
| Semiannual compliance report | 372 | 2 | 0 | 744
| Site-specific performance evaluation test plan | 372 | 1 | 0 | 372
| Request to use alternative monitoring procedure (10% of respondents) | 37.2 | 1 | 0 | 37.2
New PM CEMS Sources
| Initial notification | 0 | 1 | 0 | 0
| Notification of CEMS demonstration | 0 | 1 | 0 | 0
| Notification of initial performance test | 0 | 1 | 0 | 0
| Performance test report | 0 | 1 | 0 | 0
| Notification of compliance status | 0 | 1 | 0 | 0
| Quality assurance program certification | 0 | 1 | 0 | 0
| Startup, shutdown, and malfunction report (10% of respondents) | 0 | 1 | 0 | 0
| Semiannual compliance report | 0 | 2 | 0 | 0
| Site-specific performance evaluation test plan | 0 | 1 | 0 | 0
| Request to use alternative monitoring procedure (10% of respondents) | 0 | 1 | 0 | 0
| Total Annual Responses |  |  |  | 1573.56
|  |  |  | Hrs/Response = | 115.0258

## Annual Responses-Year 2
Total Annual Responses
Total Annual Responses
| (A) Information Collection Activity | (B) Number of Respondents | (C) Number of Responses per year | (D) Number of Respondents That Keep Records But Do Not Submit Reports | (E) Total Annual Responses E=(BxC)+D
Existing Sources
| Notification of CEMS demonstration | 0 | 1 | 0 | 0
| Notification of initial performance test | 0 | 1 | 0 | 0
| Performance test report | 383.16 | 1 | 0 | 383.16
| Notification of compliance status | 0 | 1 | 0 | 0
| Quality assurance program certification | 0 | 1 | 0 | 0
| Startup, shutdown, and malfunction report (10% of respondents) | 37.2 | 1 | 0 | 37.2
| Semiannual compliance report | 372 | 2 | 0 | 744
| Site-specific performance evaluation test plan | 372 | 1 | 0 | 372
| Request to use alternative monitoring procedure (10% of respondents) | 37.2 | 1 | 0 | 37.2
New PM CEMS Sources
| Initial notification | 0 | 1 | 0 | 0
| Notification of CEMS demonstration | 0 | 1 | 0 | 0
| Notification of initial performance test | 0 | 1 | 0 | 0
| Performance test report | 0 | 1 | 0 | 0
| Notification of compliance status | 0 | 1 | 0 | 0
| Quality assurance program certification | 0 | 1 | 0 | 0
| Startup, shutdown, and malfunction report (10% of respondents) | 0 | 1 | 0 | 0
| Semiannual compliance report | 0 | 2 | 0 | 0
| Site-specific performance evaluation test plan | 0 | 1 | 0 | 0
| Request to use alternative monitoring procedure (10% of respondents) | 0 | 1 | 0 | 0
| Total Annual Responses |  |  |  | 1573.56
|  |  |  | Hrs/Response = | 115.0258

## Annual Responses-Year 3
Total Annual Responses
Total Annual Responses
| (A) Information Collection Activity | (B) Number of Respondents | (C) Number of Responses per year | (D) Number of Respondents That Keep Records But Do Not Submit Reports | (E) Total Annual Responses E=(BxC)+D
Existing Sources
| Notification of CEMS demonstration | 0 | 1 | 0 | 0
| Notification of initial performance test | 0 | 1 | 0 | 0
| Performance test report | 383.16 | 1 | 0 | 383.16
| Notification of compliance status | 0 | 1 | 0 | 0
| Quality assurance program certification | 0 | 1 | 0 | 0
| Startup, shutdown, and malfunction report (10% of respondents) | 37.2 | 1 | 0 | 37.2
| Semiannual compliance report | 372 | 2 | 0 | 744
| Site-specific performance evaluation test plan | 372 | 1 | 0 | 372
| Request to use alternative monitoring procedure (10% of respondents) | 37.2 | 1 | 0 | 37.2
New PM CEMS Sources
| Initial notification | 0 | 1 | 0 | 0
| Notification of CEMS demonstration | 0 | 1 | 0 | 0
| Notification of initial performance test | 0 | 1 | 0 | 0
| Performance test report | 0 | 1 | 0 | 0
| Notification of compliance status | 0 | 1 | 0 | 0
| Quality assurance program certification | 0 | 1 | 0 | 0
| Startup, shutdown, and malfunction report (10% of respondents) | 0 | 1 | 0 | 0
| Semiannual compliance report | 0 | 2 | 0 | 0
| Site-specific performance evaluation test plan | 0 | 1 | 0 | 0
| Request to use alternative monitoring procedure (10% of respondents) | 0 | 1 | 0 | 0
| Total Annual Responses |  |  |  | 1573.56
|  |  |  | Hrs/Response = | 115.0258

## Annual Responses-Avg
Total Annual Responses
Total Annual Responses
| (A) Information Collection Activity | (B) Number of Respondents | (C) Number of Responses per year | (D) Number of Respondents That Keep Records But Do Not Submit Reports | (E) Total Annual Responses E=(BxC)+D
Existing Sources
| Notification of CEMS demonstration | 0 | 1 | 0 | 0
| Notification of initial performance test | 0 | 1 | 0 | 0
| Performance test report | 383.16 | 1 | 0 | 383.16
| Notification of compliance status | 0 | 1 | 0 | 0
| Quality assurance program certification | 0 | 1 | 0 | 0
| Startup, shutdown, and malfunction report (10% of respondents) | 37.2 | 1 | 0 | 37.2
| Semiannual compliance report | 372 | 2 | 0 | 744
| Site-specific performance evaluation test plan | 372 | 1 | 0 | 372
| Request to use alternative monitoring procedure (10% of respondents) | 37.2 | 1 | 0 | 37.2
New PM CEMS Sources
| Initial notification | 0 | 1 | 0 | 0
| Notification of CEMS demonstration | 0 | 1 | 0 | 0
| Notification of initial performance test | 0 | 1 | 0 | 0
| Performance test report | 0 | 1 | 0 | 0
| Notification of compliance status | 0 | 1 | 0 | 0
| Quality assurance program certification | 0 | 1 | 0 | 0
| Startup, shutdown, and malfunction report (10% of respondents) | 0 | 1 | 0 | 0
| Semiannual compliance report | 0 | 2 | 0 | 0
| Site-specific performance evaluation test plan | 0 | 1 | 0 | 0
| Request to use alternative monitoring procedure (10% of respondents) | 0 | 1 | 0 | 0
| Total Annual Responses |  |  |  | 1573.56
|  |  |  | Hrs/Response = | 115.0258

## Summary of CEMS Costs_2018 (hidden)
Summary of CEMS (Hg) |  |  |  |  | Summary of CEMS (HCl) |  |  |  |  | Summary of CEMS (PM) |  |  |  |  | Update with new PM CEMS costs
Analyzers |  | BEFORE | AFTER |  | Analyzers |  | BEFORE | AFTER |  | Analyzers |  | BEFORE | AFTER
CO |  | 0 | 0 |  | CO |  | 0 | 0 |  | CO |  | 0 | 0
SO2 |  | 0 | 0 |  | SO2 |  | 0 | 0 |  | SO2 |  | 0 | 0
NOX |  | 0 | 0 |  | NOX |  | 0 | 0 |  | NOX |  | 0 | 0
HCl |  | 0 | 0 |  | HCl |  | 0 | 1 |  | HCl |  | 0 | 0
Mercury (and CO2/O2) |  | 0 | 1 |  | Mercury (and CO2/O2) |  | 0 | 0 |  | Mercury (and CO2/O2) |  | 0 | 0
CO2 |  | 0 | 0 |  | CO2 |  | 0 | 0 |  | CO2 |  | 0 | 0
O2 |  | 0 | 0 |  | O2 |  | 0 | 0 |  | O2 |  | 0 | 0
THC |  | 0 | 0 |  | THC |  | 0 | 0 |  | THC |  | 0 | 0
Monitors |  |  |  |  | Monitors |  |  |  |  | Monitors
OPACITY |  | 0 | 0 |  | OPACITY |  | 0 | 0 |  | OPACITY |  | 0 | 0
FLOW |  | 0 | 0 |  | FLOW |  | 0 | 0 |  | FLOW |  | 0 | 0
PM (beta gauge) |  | 0 | 0 |  | PM (beta gauge) |  | 0 | 0 |  | PM (beta gauge) |  | 0 | 0
PM (light scattering; insitu) |  | 0 | 0 |  | PM (light scattering; insitu) |  | 0 | 0 |  | PM (light scattering; insitu) |  | 0 | 1
PM (light scattering; extractive) |  | 0 | 0 |  | PM (light scattering; extractive) |  | 0 | 0 |  | PM (light scattering; extractive) |  | 0 | 0
Bag leak detector |  |  |  |  | Bag leak detector |  |  |  |  | Bag leak detector
Number of fabric filters to be monitored= |  | 0 | 0 |  | Number of fabric filters to be monitored= |  | 0 | 0 |  | Number of fabric filters to be monitored= |  | 0 | 0
Number of sensors= |  | 0 | 0 |  | Number of sensors= |  | 0 | 0 |  | Number of sensors= |  | 0 | 0
Summary of Costs |  |  |  |  | Summary of Costs |  |  |  |  | Summary of Costs
First Costs | Labor | Test | ODCs | Total | First Costs | Labor | Test | ODCs | Total | First Costs | Labor | Test | ODCs | Total
Planning | 2534.4 | 0 | 352 | 2886.4 | Planning | 2534.4 | 0 | 352 | 2886.4 | Planning | 806.4 | 0 | 0 | 806.4
Select Equipment | 10940.8 | 0 | 3067.086 | 14007.886 | Select Equipment | 10940.8 | 0 | 3067.086 | 14007.886 | Select Equipment | 5356.8 | 0 | 643.336 | 6000.136
Support Facilities | 0 | 0 | 19267.2649 | 19267.2649 | Support Facilities | 0 | 0 | 19267.2649 | 19267.2649 | Support Facilities | 0 | 0 | 365 | 365
Purchase CEMS Hardware | 0 | 0 | 103044.3472 | 103044.3472 | Purchase CEMS Hardware | 0 | 0 | 48762.875 | 48762.875 | Purchase CEMS Hardware | 0 | 0 | 33432.166 | 33432.166
Install and Check CEMS | 6762.24 | 0 | 11978.5 | 18740.74 | Install and Check CEMS | 4818.24 | 0 | 11978.5 | 16796.74 | Install and Check CEMS | 2419.2 | 0 | 12019.375 | 14438.575
Performance Specification Tests | 2244.24 | 33854.62 | 627.5 | 36726.36 | Performance Specification Tests | 2129.04 | 8463.195 | 502.5 | 11094.735 | Performance Specification Tests | 3639.12 | 26469.895 | 692.5 | 30801.515
QA/QC Plan | 2570.496 | 11981.068 | 692 | 15243.564 | QA/QC Plan | 2570.496 | 11981.068 | 692 | 15243.564 | QA/QC Plan | 2305.536 | 10444.093 | 692 | 13441.629
| 25052.176 | 45835.688 | 139028.6981 | 209916.5621 |  | 22992.976 | 20444.263 | 84622.2259 | 128059.4649 |  | 14527.056 | 36913.988 | 47844.377 | 99285.421
Annual Costs |  |  |  |  | Annual Costs |  |  |  |  | Annual Costs
Day-to-Day Activities | 11016 | 0 | 1000 | 12016 | Day-to-Day Activities | 6017.76 | 0 | 1000 | 7017.76 | Day-to-Day Activities | 1101.6 | 0 | 0 | 1101.6
Annual RATA | 885.1468 | 33484.5528 | 0 | 34369.6996 | Annual RATA | 885.1468 | 8020.6778 | 0 | 8905.8246 | Annual RATA | 0 | 0 | 0 | 0
PM Monitor RCA | 0 | 0 | 0 | 0 | PM Monitor RCA | 0 | 0 | 0 | 0 | PM Monitor RCA | 388.6282 | 5691.8063 | 19.055 | 6099.4895
PM Monitor RRA | 0 | 0 | 0 | 0 | PM Monitor RRA | 0 | 0 | 0 | 0 | PM Monitor RRA | 816 | 9830.2 | 50 | 10696.2
Cylinder Gas Audits (ACA/SVA for PM) | 1163.52 | 0 | 15881.25 | 17044.77 | Cylinder Gas Audits (ACA/SVA for PM) | 1284.48 | 0 | 1068.75 | 2353.23 | Cylinder Gas Audits (ACA/SVA for PM) | 585.6149 | 0 | 620 | 1205.6149
Recordkeeping and Reporting | 1252.8 | 0 | 160 | 1412.8 | Recordkeeping and Reporting | 1252.8 | 0 | 160 | 1412.8 | Recordkeeping and Reporting | 5448 | 0 | 40 | 5488
Annual QA & O&M Review and Update | 2074.32 | 0 | 3196.3494 | 5270.6694 | Annual QA & O&M Review and Update | 2074.32 | 0 | 1618.2804 | 3692.6004 | Annual QA & O&M Review and Update | 1409.28 | 0 | 1360.1294 | 2769.4094
Capital Recovery | 3567.4299 | 6527.002 | 19797.6866 | 29892.1184 | Capital Recovery | 3274.1998 | 2911.2631 | 12050.205 | 18235.6678 | Capital Recovery | 2068.6528 | 5256.5519 | 6813.0393 | 14138.2439
Total w/o capital recovery | 16391.7868 | 33484.5528 | 20237.5994 | 70113.939 | Total w/o capital recovery | 11514.5068 | 8020.6778 | 3847.0304 | 23382.2149 | Total w/o capital recovery | 9749.123 | 15522.0063 | 2089.1844 | 27360.3138
Total with capital recovery | 19959.2166 | 40011.5548 | 40035.2861 | 100006.0575 | Total with capital recovery | 14788.7066 | 10931.9408 | 15897.2353 | 41617.8827 | Total with capital recovery | 11817.7758 | 20778.5582 | 8902.2237 | 41498.5577

## %CEMSCPMSvs.testing_2137.13
No. Release Pts | Hg Compliance Method |  |  | PM Compliance Method |  |  |  | AG Compliance Method |  |  |  | 3 years | 2 years | PM Compliance Method |  |  | This number of existing units will use each compliance method each year | 3 year compliance |  |  |  |  | 2 year compliance
610 | All | Counts | % | All Units | Counts | % |  | All Units | Counts | % |  |  |  | All Units | Counts | % |  | Year 1 | Year 2 | Year 3 |  |  | Year 1 | Year 2 | Year 3
372 | Hg CMS* | 282.72 | 76 | PM CMS** | 372 | 100 |  | HCl CEMS | 3.72 | 1 | Average % Units Using CEMS | 47.12 | 70.68 | PM CEMS | 141.36 | 38% | PM CEMS | 141.36 | 141.36 | 141.36 |  |  | 141.36 | 256.68 | 372
[8 empty] | SO2 CEMS | 305.04 | 82 | 0.86333 | 2.48 | 3.72 | PM CPMS | 7.44 | 2% | PM CPMS | 7.44 | 7.44 | 7.44 |  |  | 3.72 | 0 | 0
| Stack Test | 89.28 | 24 | Stack Test | 0 | 0 |  | Stack Test | 63.24 | 17 | Average % Units Testing | 74.4 | 111.6 | Stack Test | 223.2 | 60% | Stack Test | 223.2 | 223.2 | 223.2 |  |  | 111.6 | 0 | 0
0.13667
| Coal: Bituminous Coal, Subbituminous Coal, Waste Coal - anthracite culm, bituminous gob, fine coal, lignite waste, waste coal | [12 empty] | Coal: Bituminous Coal, Subbituminous Coal, Waste Coal - anthracite culm, bituminous gob, fine coal, lignite waste, waste coal |  |  | This number of new PM CEMS units each year
522 | C | Counts | % | C | Counts | % |  | C | Counts | % |  |  |  | C | Counts | % | PM CEMS | 0 | 0 | 0 | Private new PM CEMS | 0 | 115.32 | 115.32 | 0 | Private new PM CEMS | 96.0666
0.85574 | Hg CMS* | 263.76 | 84 | PM CMS** | 314 | 100 |  | HCl CEMS | 3.14 | 1 |  |  |  | PM CMS** | 113.04 | 36 |  |  |  |  | Public new PM CEMS | 0 |  |  |  | Public new PM CEMS | 19.2534
314 | [7 empty] | SO2 CEMS | 285.74 | 91 | [7 empty] | Year 1 | Year 2 | Year 3 |  |  | Year 1 | Year 2 | Year 3
| Stack Test | 50.24 | 16 | Stack Test | 0 | 0 |  | Stack Test | 25.12 | 8 | Average % Units Testing from 2137.10 |  |  | Stack Test | 200.96 | 64 | Private PM CEMS | 117.759 | 117.759 | 117.759 |  |  | 117.759 | 213.8256 | 309.8922
[11 empty] | 0.36333 | [5 empty] | Public PM CEMS | 23.601 | 23.601 | 23.601 |  |  | 23.601 | 42.8544 | 62.1078
| Lignite Coal | [12 empty] | Lignite Coal
23 | L | Counts | % | L | Counts | % |  | L | Counts | % |  |  |  | L | Counts | %
0.044061 | Hg CMS* | 13.6044 | 83 | PM CMS** | 16.3908 | 100 |  | HCl CEMS | 0 | 0 |  |  |  | PM CMS** | 3.606 | 22 | Private PM stack test | 192.1331 | 192.1331 | 192.1331 |  |  | 92.9677 | 0 | 0
16.3908 | [7 empty] | SO2 CEMS | 12.7848 | 78 | [6 empty] | Public PM stack test | 38.5069 | 38.5069 | 38.5069 |  |  | 18.6323 | 0 | 0
| Stack Test | 2.7864 | 17 | Stack Test | 0 | 0 |  | Stack Test | 3.606 | 22 |  |  |  | Stack Test | 12.7848 | 78
| IGCC | [12 empty] | IGCC |  |  | private Hg CEMS | 235.5181 | 235.5181 | 235.5181 |  |  | 235.5181 | 235.5181 | 235.5181
3 | PTC | Counts | % | PTC | Counts | % |  | PTC | Counts | % |  |  |  | PTC | Counts | % | public Hg CEMS | 47.2019 | 47.2019 | 47.2019 |  |  | 47.2019 | 47.2019 | 47.2019
0.13043 | Hg CMS* | 0 | 0 | PM CMS** | 48.5217 | 100 |  | HCl CEMS | 0 | 0 |  |  |  | PM CMS** | 0 | 0
48.5217
| Stack Test | 48.5217 | 100 | Stack Test | 0 | 0 |  | Stack Test | 48.5217 | 100 |  |  |  | Stack Test | 48.5217 | 100 | private HCl/SO2 stack test | 52.6817 | 52.6817 | 52.6817 |  |  | 52.6817 | 52.6817 | 52.6817
[17 empty] | public HCl/SO2 stack test | 10.5583 | 10.5583 | 10.5583 |  |  | 10.5583 | 10.5583 | 10.5583
| Oil: Oil, Diesel Oil, Residual Oil, Other Oil | [12 empty] | Oil: Oil, Diesel Oil, Residual Oil, Other Oil
56 | OIL | Counts | % | OIL | Counts | % |  | OIL | Counts | % |  |  |  | OIL | Counts | %
0.091803 | Hg CMS* | 0 | 0 | PM CMS** | 34.1508 | 100 |  | HCl CEMS |  | 0 |  |  |  | PM CMS** | 2.3906 | 7 | private Hg stack test | 74.3741 | 74.3741 | 74.3741 |  |  | 74.3741 | 74.3741 | 74.3741
34.1508 | [8 empty] | 0 | [7 empty] | public Hg stack test | 14.9059 | 14.9059 | 14.9059 |  |  | 14.9059 | 14.9059 | 14.9059
| Stack Test | 34.1508 | 100 | Stack Test | 0 | 0 |  | Stack Test | 34.1508 | 100 |  |  |  | Stack Test | 31.7603 | 93
| Petroleum Coke | [12 empty] | Petroleum Coke |  |  | private HCl/SO2 CEMS | 257.2105 | 257.2105 | 257.2105 |  |  | 257.2105 | 257.2105 | 257.2105
6 | PTC | Counts | % | PTC | Counts | % |  | PTC | Counts | % |  |  |  | PTC | Counts | % | public HCl/SO2 CEMS | 51.5495 | 51.5495 | 51.5495 |  |  | 51.5495 | 51.5495 | 51.5495
0.10714 | Hg CMS* | 19.9286 | 50 | PM CMS** | 39.8571 | 100 |  | HCl CEMS | 6.7757 | 17 |  |  |  | PM CMS** | 6.7757 | 17
39.8571 | [6 empty] | 6.64 | SO2 CEMS | 26.3057 | 66
| Stack Test | 19.9286 | 50 | Stack Test | 0 | 0 |  | Stack Test | 6.7757 | 17 |  |  |  | Stack Test | 33.0814 | 83
| * Hg CEMS or Hg sorbent traps |  |  | ** PM CEMS or PM CPMS | [9 empty] | ** PM CEMS or PM CPMS
Note on V2: [Threaded comment] Your version of Excel allows you to read this threaded comment; however, any edits to it will get removed if the file is opened in a newer version of Excel. Learn more: https://go.microsoft.com/fwlink/?linkid=870924 Comment: Updated % per email from Sarah Benish on 12/11/23

## %CEMSCPMSvs.testing_2137.12
No. Release Pts | Hg Compliance Method |  |  | PM Compliance Method |  |  |  | AG Compliance Method |  |  |  | 3 years | 2 years | PM Compliance Method |  |  | This number of existing units will use each compliance method each year | 3 year compliance |  |  |  |  | 2 year compliance
610 | All | Counts | % | All Units | Counts | % |  | All Units | Counts | % |  |  |  | All Units | Counts | % |  | Year 1 | Year 2 | Year 3 |  |  | Year 1 | Year 2 | Year 3
372 | Hg CMS* | 282.72 | 76 | PM CMS** | 372 | 100 |  | HCl CEMS | 3.72 | 1 | Average % Units Using CEMS | 47.12 | 70.68 | PM CEMS | 141.36 | 38% | PM CEMS | 218.24 | 295.12 | 372 |  |  | 141.36 | 256.68 | 372
[8 empty] | SO2 CEMS | 305.04 | 82 | 0.86333 | 2.48 | 3.72 | PM CPMS | 7.44 | 2% | PM CPMS | 4.96 | 2.48 | 0 |  |  | 3.72 | 0 | 0
| Stack Test | 89.28 | 24 | Stack Test | 0 | 0 |  | Stack Test | 63.24 | 17 | Average % Units Testing | 74.4 | 111.6 | Stack Test | 223.2 | 60% | Stack Test | 148.8 | 74.4 | 0 |  |  | 111.6 | 0 | 0
0.13667
| Coal: Bituminous Coal, Subbituminous Coal, Waste Coal - anthracite culm, bituminous gob, fine coal, lignite waste, waste coal | [12 empty] | Coal: Bituminous Coal, Subbituminous Coal, Waste Coal - anthracite culm, bituminous gob, fine coal, lignite waste, waste coal |  |  | This number of new PM CEMS units each year
522 | C | Counts | % | C | Counts | % |  | C | Counts | % |  |  |  | C | Counts | % | PM CEMS | 76.88 | 76.88 | 76.88 | Private new PM CEMS | 64.0444 | 115.32 | 115.32 | 0 | Private new PM CEMS | 96.0666
0.85574 | Hg CMS* | 263.76 | 84 | PM CMS** | 314 | 100 |  | HCl CEMS | 3.14 | 1 |  |  |  | PM CMS** | 113.04 | 36 |  |  |  |  | Public new PM CEMS | 12.8356 |  |  |  | Public new PM CEMS | 19.2534
314 | [7 empty] | SO2 CEMS | 285.74 | 91 | [7 empty] | Year 1 | Year 2 | Year 3 |  |  | Year 1 | Year 2 | Year 3
| Stack Test | 50.24 | 16 | Stack Test | 0 | 0 |  | Stack Test | 25.12 | 8 | Average % Units Testing from 2137.10 |  |  | Stack Test | 200.96 | 64 | Private PM CEMS | 181.8034 | 245.8478 | 309.8922 |  |  | 117.759 | 213.8256 | 309.8922
[11 empty] | 0.36333 | [5 empty] | Public PM CEMS | 36.4366 | 49.2722 | 62.1078 |  |  | 23.601 | 42.8544 | 62.1078
| Lignite Coal | [12 empty] | Lignite Coal
23 | L | Counts | % | L | Counts | % |  | L | Counts | % |  |  |  | L | Counts | %
0.044061 | Hg CMS* | 13.6044 | 83 | PM CMS** | 16.3908 | 100 |  | HCl CEMS | 0 | 0 |  |  |  | PM CMS** | 3.606 | 22 | Private PM stack test | 123.9569 | 61.9784 | 0 |  |  | 92.9677 | 0 | 0
16.3908 | [7 empty] | SO2 CEMS | 12.7848 | 78 | [6 empty] | Public PM stack test | 24.8431 | 12.4216 | 0 |  |  | 18.6323 | 0 | 0
| Stack Test | 2.7864 | 17 | Stack Test | 0 | 0 |  | Stack Test | 3.606 | 22 |  |  |  | Stack Test | 12.7848 | 78
| IGCC | [12 empty] | IGCC |  |  | private Hg CEMS | 235.5181 | 235.5181 | 235.5181 |  |  | 235.5181 | 235.5181 | 235.5181
3 | PTC | Counts | % | PTC | Counts | % |  | PTC | Counts | % |  |  |  | PTC | Counts | % | public Hg CEMS | 47.2019 | 47.2019 | 47.2019 |  |  | 47.2019 | 47.2019 | 47.2019
0.13043 | Hg CMS* | 0 | 0 | PM CMS** | 48.5217 | 100 |  | HCl CEMS | 0 | 0 |  |  |  | PM CMS** | 0 | 0
48.5217
| Stack Test | 48.5217 | 100 | Stack Test | 0 | 0 |  | Stack Test | 48.5217 | 100 |  |  |  | Stack Test | 48.5217 | 100 | private HCl/SO2 stack test | 52.6817 | 52.6817 | 52.6817 |  |  | 52.6817 | 52.6817 | 52.6817
[17 empty] | public HCl/SO2 stack test | 10.5583 | 10.5583 | 10.5583 |  |  | 10.5583 | 10.5583 | 10.5583
| Oil: Oil, Diesel Oil, Residual Oil, Other Oil | [12 empty] | Oil: Oil, Diesel Oil, Residual Oil, Other Oil
56 | OIL | Counts | % | OIL | Counts | % |  | OIL | Counts | % |  |  |  | OIL | Counts | %
0.091803 | Hg CMS* | 0 | 0 | PM CMS** | 34.1508 | 100 |  | HCl CEMS |  | 0 |  |  |  | PM CMS** | 2.3906 | 7 | private Hg stack test | 74.3741 | 74.3741 | 74.3741 |  |  | 74.3741 | 74.3741 | 74.3741
34.1508 | [8 empty] | 0 | [7 empty] | public Hg stack test | 14.9059 | 14.9059 | 14.9059 |  |  | 14.9059 | 14.9059 | 14.9059
| Stack Test | 34.1508 | 100 | Stack Test | 0 | 0 |  | Stack Test | 34.1508 | 100 |  |  |  | Stack Test | 31.7603 | 93
| Petroleum Coke | [12 empty] | Petroleum Coke |  |  | private HCl/SO2 CEMS | 257.2105 | 257.2105 | 257.2105 |  |  | 257.2105 | 257.2105 | 257.2105
6 | PTC | Counts | % | PTC | Counts | % |  | PTC | Counts | % |  |  |  | PTC | Counts | % | public HCl/SO2 CEMS | 51.5495 | 51.5495 | 51.5495 |  |  | 51.5495 | 51.5495 | 51.5495
0.10714 | Hg CMS* | 19.9286 | 50 | PM CMS** | 39.8571 | 100 |  | HCl CEMS | 6.7757 | 17 |  |  |  | PM CMS** | 6.7757 | 17
39.8571 | [6 empty] | 6.64 | SO2 CEMS | 26.3057 | 66
| Stack Test | 19.9286 | 50 | Stack Test | 0 | 0 |  | Stack Test | 6.7757 | 17 |  |  |  | Stack Test | 33.0814 | 83
| * Hg CEMS or Hg sorbent traps |  |  | ** PM CEMS or PM CPMS | [9 empty] | ** PM CEMS or PM CPMS
Note on V2: [Threaded comment] Your version of Excel allows you to read this threaded comment; however, any edits to it will get removed if the file is opened in a newer version of Excel. Learn more: https://go.microsoft.com/fwlink/?linkid=870924 Comment: Updated % per email from Sarah Benish on 12/11/23

## Summary Info_2015 (hidden)
Summary of CEMS | Cells highlighted in blue denote values updated by ERG. All other cells use values EPA provided from calculations for the previous ICR.
Analyzers |  | BEFORE | AFTER
CO |  | 0 | 0
SO2 |  | 0 | 0
NOX |  | 0 | 0
HCl |  | 0 | 0
Mercury (and CO2/O2) |  | 0 | 1
CO2 |  | 0 | 0
O2 |  | 0 | 0
THC |  | 0 | 0
Monitors
OPACITY |  | 0 | 0
FLOW |  | 0 | 0
PM (beta gauge) |  | 0 | 0
PM (light scattering; insitu) |  | 0 | 0
PM (light scattering; extractive) |  | 0 | 0
Bag leak detector
Number of fabric filters to be monitored= |  | 0 | 0
Number of sensors= |  | 0 | 0
Summary of Costs
First Costs | Labor | Test | ODCs | Total
Planning | 2534.4 | 0 | 352 | 2886.4
Select Equipment | 8272 | 0 | 343.336 | 8615.336
Support Facilities | 0 | 0 | 17865 | 17865
Purchase CEMS Hardware | 0 | 0 | 95400 | 95400
Install and Check CEMS | 6762.24 | 0 | 11978.5 | 18740.74
Performance Specification Tests | 2244.24 | 33854.62 | 627.5 | 36726.36
QA/QC Plan | 2570.496 | 11981.068 | 692 | 15243.564
| 22383.376 | 45835.688 | 127258.336 | 195477.4
Annual Costs
Day-to-Day Activities | 10310.4 | 0 | 1000 | 11310.4
Annual RATA | 885.1468 | 33484.5528 | 0 | 34369.6996
PM Monitor RCA | 0 | 0 | 0 | 0
PM Monitor RRA | 0 | 0 | 0 | 0
Cylinder Gas Audits (ACA/SVA for PM) | 1163.52 | 0 | 15881.25 | 17044.77
Recordkeeping and Reporting | 1252.8 | 0 | 160 | 1412.8
Annual QA & O&M Review and Update | 2074.32 | 0 | 2980 | 5054.32
Capital Recovery | 3187.3927 | 6527.002 | 18121.587 | 27835.9818
Total w/o capital recovery | 15686.1868 | 33484.5528 | 20021.25 | 69191.9896
Total with capital recovery | 18873.5795 | 40011.5548 | 38142.837 | 97027.9713
Cost per Monitor
HCl (based on CEMS cost model) |  |  |  |  | PM CPMS (based on CEMS cost model--combination of PM, PM beta, and PM extractive monitors) |  |  |  |  | Hg CEMS (combination of CEMS cost model and NESCAUM; NESCAUM data in green)
First Costs | Labor | Test | ODCs | Total | First Costs | Labor | Test | ODCs | Total | First Costs | Labor | Test | ODCs | Total
Planning | 2534.4 | 0 | 352 | 2886.4 | Planning | 806.4 | 0 | 0 | 806.4 | Planning | 2534.4 | 0 | 352 | 2886.4
Select Equipment | 8272 | 0 | 343.336 | 8615.336 | Select Equipment | 4224 | 0 | 343.336 | 4567.336 | Select Equipment | 8272 | 0 | 343.336 | 8615.336
Support Facilities | 0 | 0 | 17865 | 17865 | Support Facilities | 0 | 0 | 365 | 365 | Support Facilities | 0 | 0 | 17865 | 17865
Purchase CEMS Hardware | 0 | 0 | 45145.4 | 45145.4 | Purchase CEMS Hardware | 0 | 0 | 30952 | 30952 | Purchase CEMS Hardware | 0 | 0 | 98451 | 98451
Install and Check CEMS | 4818.24 | 0 | 11978.5 | 16796.74 | Install and Check CEMS | 2419.2 | 0 | 12019.375 | 14438.575 | Install and Check CEMS | 6762.24 | 0 | 11978.5 | 18740.74
Performance Specification Tests | 2129.04 | 8463.195 | 502.5 | 11094.735 | Performance Specification Tests | 2244.24 | 8463.195 | 692.5 | 11399.935 | Performance Specification Tests | 2244.24 | 20006 | 627.5 | 22877.74
QA/QC Plan | 2570.496 | 11981.068 | 692 | 15243.564 | QA/QC Plan | 2305.536 | 10444.093 | 692 | 13441.629 | QA/QC Plan | 2570.496 | 11981.068 | 692 | 15243.564
| 20324.176 | 20444.263 | 76878.736 | 117647.175 |  | 11999.376 | 18907.288 | 45064.211 | 75970.875 |  | 22383.376 | 31987.068 | 130309.336 | 184679.78
w/cap. Recov | 23218.3387 | 23355.5261 | 87826.268 |  | w/cap. Recov | 13906.7181 | 24163.8399 | 51481.3546 |  | w/cap. Recov | 25570.7687 | 38514.07 | 148430.923
labor and ODC | 111044.6067 |  |  |  | labor and ODC | 65388.0727 |  |  |  | labor and ODC | 174001.6918
Annual Costs |  |  |  |  | Annual Costs |  |  |  |  | Annual Costs (NESCAUM)
Day-to-Day Activities | 5532.48 | 0 | 1000 | 6532.48 | Day-to-Day Activities | 1036.8 | 0 | 0 | 1036.8 | Day-to-Day Activities | 28000 | 0 | 32000 | 60000
Annual RATA | 885.1468 | 8020.6778 | 0 | 8905.8246 | Annual RATA | 442.5734 | 0 | 0 | 442.5734 | Annual RATA | 885.1468 | 20006 | 0 | 20891.1468
PM Monitor RCA | 0 | 0 | 0 | 0 | PM Monitor RCA | 388.6282 | 5691.8063 | 19.055 | 6099.4895 | PM Monitor RCA | 0 | 0 | 0 | 0
PM Monitor RRA | 0 | 0 | 0 | 0 | PM Monitor RRA | 816 | 9830.2 | 50 | 10696.2 | PM Monitor RRA | 0 | 0 | 0 | 0
Cylinder Gas Audits (ACA/SVA for PM) | 1284.48 | 0 | 1068.75 | 2353.23 | Cylinder Gas Audits (ACA/SVA for PM) | 585.6149 | 0 | 620 | 1205.6149 | Cylinder Gas Audits (ACA/SVA for PM) | 1163.52 | 0 | 15881.25 | 17044.77
Recordkeeping and Reporting | 1252.8 | 0 | 160 | 1412.8 | Recordkeeping and Reporting | 5448 | 0 | 40 | 5488 | Recordkeeping and Reporting | 1252.8 | 0 | 160 | 1412.8
Annual QA & O&M Review and Update | 2074.32 | 0 | 1519 | 3593.32 | Annual QA & O&M Review and Update | 1409.28 | 0 | 1280 | 2689.28 | Annual QA & O&M Review and Update | 2074.32 | 0 | 2980 | 5054.32
Capital Recovery | 2894.1627 | 2911.2631 | 10947.532 | 16752.9577 | Capital Recovery | 1907.3421 | 5256.5519 | 6417.1436 | 13581.0376 | Capital Recovery | 3187.3927 | 6527.002 | 18121.587 | 27835.9818
Total w/o capital recovery | 11029.2268 | 8020.6778 | 3747.75 | 22797.6546 | Total w/o capital recovery | 10126.8964 | 15522.0063 | 2009.055 | 27657.9578 | Total w/o capital recovery | 33375.7868 | 20006 | 51021.25 | 104403.0368
Total with capital recovery | 13923.3894 | 10931.9408 | 14695.282 | 39550.6123 | Total with capital recovery | 12034.2385 | 20778.5582 | 8426.1986 | 41238.9953 | Total with capital recovery | 36563.1795 | 26533.002 | 69142.837 | 132239.0185
Total Cost | [6 empty] | 0.23738
HCl Monitors | 606.52 |  |  |  | PM CPMS | 722.58 |  |  |  | Hg CEMS | 554.78 |  |  |  | SUMMARY | All | 1883.88 | monitors
[17 empty] | 1.5144 | monitors/site
First Costs | Labor | Test | ODCs | Total | First Costs | Labor | Test | ODCs | Total | First Costs | Labor | Test | ODCs | Total | First Costs | Labor | Test | ODCs | Total
Planning | 1537164.288 | 0 | 213495.04 | 1750659.328 | Planning | 582688.512 | 0 | 0 | 582688.512 | Planning | 1406034.432 | 0 | 195282.56 | 1601316.992 | Planning | 3525887.232 | 0 | 408777.6 | 3934664.832
Select Equipment | 5017133.44 | 0 | 208240.1507 | 5225373.5907 | Select Equipment | 3052177.92 | 0 | 248087.7269 | 3300265.6469 | Select Equipment | 4589140.16 | 0 | 190475.9461 | 4779616.1061 | Select Equipment | 12658451.52 | 0 | 646803.8237 | 13305255.3437
Support Facilities | 0 | 0 | 10835479.8 | 10835479.8 | Support Facilities | 0 | 0 | 263741.7 | 263741.7 | Support Facilities | 0 | 0 | 9911144.7 | 9911144.7 | Support Facilities | 0 | 0 | 21010366.2 | 21010366.2
Purchase CEMS Hardware | 0 | 0 | 27381588.008 | 27381588.008 | Purchase CEMS Hardware | 0 | 0 | 22365296.16 | 22365296.16 | Purchase CEMS Hardware | 0 | 0 | 54618645.78 | 54618645.78 | Purchase CEMS Hardware | 0 | 0 | 104365529.948 | 104365529.948
Install and Check CEMS | 2922358.9248 | 0 | 7265199.82 | 10187558.7448 | Install and Check CEMS | 1748065.536 | 0 | 8684959.9875 | 10433025.5235 | Install and Check CEMS | 3751555.5072 | 0 | 6645432.23 | 10396987.7372 | Install and Check CEMS | 8421979.968 | 0 | 22595592.0375 | 31017572.0055
Performance Specification Tests | 1291305.3408 | 5133097.0314 | 304776.3 | 6729178.6722 | Performance Specification Tests | 1621642.9392 | 6115335.4431 | 500386.65 | 8237365.0323 | Performance Specification Tests | 1245059.4672 | 11098928.68 | 348124.45 | 12692112.5972 | Performance Specification Tests | 4158007.7472 | 22347361.1545 | 1153287.4 | 27658656.3017
QA/QC Plan | 1559057.2339 | 7266757.3634 | 419711.84 | 9245526.4373 | QA/QC Plan | 1665934.2029 | 7546692.7199 | 500025.36 | 9712652.2828 | QA/QC Plan | 1426059.7709 | 6646856.905 | 383907.76 | 8456824.4359 | QA/QC Plan | 4651051.2077 | 21460306.9883 | 1303644.96 | 27415003.156
Annual Costs |  |  |  |  | Annual Costs |  |  |  |  | Annual Costs |  |  |  |  | Annual Costs
Day-to-Day Activities | 3355559.7696 | 0 | 606520 | 3962079.7696 | Day-to-Day Activities | 749170.944 | 0 | 0 | 749170.944 | Day-to-Day Activities | 15533840 | 0 | 17752960 | 33286800 | Day-to-Day Activities | 19638570.7136 | 0 | 18359480 | 37998050.7136
Annual RATA | 536859.2274 | 4864701.4959 | 0 | 5401560.7234 | Annual RATA | 319794.6816 | 0 | 0 | 319794.6816 | Annual RATA | 491061.7328 | 11098928.68 | 0 | 11589990.4128 | Annual RATA | 1347715.6419 | 15963630.1759 | 0 | 17311345.8178
PM Monitor RCA | 0 | 0 | 0 | 0 | PM Monitor RCA | 280814.9359 | 4112785.4107 | 13768.7619 | 4407369.1085 | PM Monitor RCA | 0 | 0 | 0 | 0 | PM Monitor RCA | 280814.9359 | 4112785.4107 | 13768.7619 | 4407369.1085
PM Monitor RRA | 0 | 0 | 0 | 0 | PM Monitor RRA | 589625.28 | 7103105.916 | 36129 | 7728860.196 | PM Monitor RRA | 0 | 0 | 0 | 0 | PM Monitor RRA | 589625.28 | 7103105.916 | 36129 | 7728860.196
Cylinder Gas Audits (ACA/SVA for PM) | 779062.8096 | 0 | 648218.25 | 1427281.0596 | Cylinder Gas Audits (ACA/SVA for PM) | 423153.6 | 0 | 447999.6 | 871153.2 | Cylinder Gas Audits (ACA/SVA for PM) | 645497.6256 | 0 | 8810599.875 | 9456097.5006 | Cylinder Gas Audits (ACA/SVA for PM) | 1847714.0352 | 0 | 9906817.725 | 11754531.7602
Recordkeeping and Reporting | 759848.256 | 0 | 97043.2 | 856891.456 | Recordkeeping and Reporting | 3936615.84 | 0 | 28903.2 | 3965519.04 | Recordkeeping and Reporting | 695028.384 | 0 | 88764.8 | 783793.184 | Recordkeeping and Reporting | 5391492.48 | 0 | 214711.2 | 5606203.68
Annual QA & O&M Review and Update | 1258116.5664 | 0 | 921303.88 | 2179420.4464 | Annual QA & O&M Review and Update | 1018317.5424 | 0 | 924902.4 | 1943219.9424 | Annual QA & O&M Review and Update | 1150791.2496 | 0 | 1653244.4 | 2804035.6496 | Annual QA & O&M Review and Update | 3427225.3584 | 0 | 3499450.68 | 6926676.0384
Capital Recovery | 1755367.538 | 1765739.2658 | 6639897.1125 | 10161003.9163 | Capital Recovery | 1378207.2217 | 3798279.2655 | 4636899.656 | 9813386.1432 | Capital Recovery | 1768301.7456 | 3621050.1536 | 10053494.0616 | 15442845.9608 | Capital Recovery | 4901876.5053 | 9185068.6849 | 21330290.8301 | 35417236.0204
Total w/o capital recovery | 6689446.629 | 4864701.4959 | 2273085.33 | 13827233.455 | Total w/o capital recovery | 7317492.8238 | 11215891.3267 | 1451702.9619 | 19985087.1124 | Total w/o capital recovery | 18516218.992 | 11098928.68 | 28305569.075 | 57920716.747 | Total w/o capital recovery | 32523158.4449 | 27179521.5026 | 32030357.3669 | 91733037.3144
Total with capital recovery | 8444814.167 | 6630440.7617 | 8912982.4425 | 23988237.3713 | Total with capital recovery | 8695700.0455 | 15014170.5922 | 6088602.6179 | 29798473.2557 | Total with capital recovery | 20284520.7377 | 14719978.8336 | 38359063.1366 | 73363562.7078 | Total with capital recovery | 37425034.9502 | 36364590.1876 | 53360648.197 | 127150273.3348

## Hg 1 monitor_2015 (hidden)
| Labor | Test | ODC
Planning
Review regulations | 230.4
Resolve questions | 441.6 |  | 284
Review drawing | 240
Inspect source | 278.4 |  | 68
Define constraints | 576
Write engineering report | 768
Subtotal | 2534.4 | 0 | 352
Select Equipment
Decide on approach | 288
Write specifications | 1907.2
Identify potential bidders | 288
Write RFP's | 1382.4
Copy and mail RFP's | 144 |  | 73.336
Respond to bidders | 364.8 |  | 50
Review and evaluate proposals | 1632 |  | 20
Select winner(s) and negotiate contract(s) | 720
Management | 1545.6 |  | 200
Subtotal | 8272 | 0 | 343.336
Support Facilities
Sampling ports |  |  | 365
Utilities |  |  | 0
Platforms and ladders |  |  | 0
Instrument room/shelter |  |  | 17500
Subtotal | 0 | 0 | 17865
Purchase equipment
Opacity monitor |  |  | 0
PM Monitor |  |  | 0
non-Hg GAS CEM analyzer(s) |  |  | 0
Sampling system(s) |  |  | 0
PLC |  |  | 0
DAS, including software |  |  | 0
Flow monitors |  |  | 0
Hg CEMS equipment (analyzer, sampling |  |  | 90000
line, data acquisition, software, etc)
Bag leak detection system |  |  | 0
Taxes and shipping |  |  | 5400
Subtotal |  |  | 95400
Install
Install equipment | 4320 |  | 0
Startup equipment | 230.4 |  | 7250
Training | 2211.84 |  | 4728.5
Subtotal | 6762.24 | 0 | 11978.5
Performance test
Select test contractor | 768 |  | 50
Pretest meeting | 630.72 | 369.495 | 292.5
Drift tests | 90 |  | 200
Analyzer RATA or PM ICT | 614.4 | 32283.95 | 85
Write PST test report |  | 1201.175
Review report | 141.12
Subtotal | 2244.24 | 33854.62 | 627.5
QA/QC plan (O&M plan for BLD)
Review needs | 172.8
Hire consultant | 614.4 |  | 50
On-site meeting | 575.232 | 2697.279 | 290
Write draft plan | 0 | 5273.9
Review draft plan | 322.56
Write final plan | 0 | 1558.825
Get Agency approval | 130.56
Kick-off meeting | 754.944 | 2451.064 | 352
Subtotal | 2570.496 | 11981.068 | 692
Total first costs | 22383.376 | 45835.688 | 127258.336
Grand total first costs |  |  | 195477.4
Operation, Maintenance, and Repairs
Daily checks of COMS/PM/BLD | 0
Daily checks of CEMS | 4608
Weekly checks of Beta PM monitors | 0
Weekly check of CEMS | 2937.6
Monthly check of Beta PM/BLD | 0
Monthly check of CEMS | 2764.8
Quarterly check of monitors | 0 |  | 0
Consumables |  |  | 1000
Subtotal | 10310.4 | 0 | 1000
Annual RATA for gas analyzers
Pretest preparation | 288
Hire testing team | 96
Notify Agency | 48
Do RATA | 288 | 32283.95
Take corrective action | 34.0246 | 171.1863
Retest | 35.1222 | 210.674
Write report |  | 818.7425
Certify report and send | 96
Subtotal | 885.1468 | 33484.5528 | 0
PM Monitor RCA (every 3 years)
Pretest preparation | 0
Hire testing team | 0
Notify agency | 0
Conduct RCA | 0 | 0
Recalibration calculations | 0 | 0
Write test report |  | 0 | 0
Certify and send report to agency | 0
Subtotal | 0 | 0 | 0
PM Monitor RRA (annually)
Pretest preparation | 0
Hire testing team | 0
Notify agency | 0
Conduct RRA | 0 | 0
Write test report |  | 0 | 0
Certify and send report to agency | 0
Subtotal | 0 | 0 | 0
Cylinder Gas Audits (ACA/SVA for PM)
Notify Agency | 144
Do CGA's and/or ACA/SVA | 172.8 |  | 15750
Take corrective action | 164.16
Retest | 95.04 |  | 93.75
Write, certify, and send report | 587.52 |  | 37.5
Subtotal | 1163.52 | 0 | 15881.25
Recordkeeping and reporting
Daily data reduction | 576
Monthly reduction and review | 489.6
Quarterly (semiannual) emissions report | 187.2 |  | 160
Subtotal | 1252.8 | 0 | 160
Annual QA & O&M review and update
Meeting with plant technicians | 994.32 |  | 230
Update QA plan (O&M plan) | 504 |  | 50
Update equipment inventory and repairs | 184.32 |  | 2700
Phone support | 391.68
Subtotal | 2074.32 | 0 | 2980
Capital recovery (10 years; 7% interest rate) | 3187.3927 | 6527.002 | 18121.587
Annual costs | 18873.5795 | 40011.5548 | 38142.837
Total annual costs |  |  | 97027.9713
Summary table
First Costs | Labor | Test | ODCs | Total
Planning | 2534.4 | 0 | 352 | 2886.4
Select Equipment | 8272 | 0 | 343.336 | 8615.336
Support Facilities | 0 | 0 | 17865 | 17865
Purchase CEMS Hardware | 0 | 0 | 95400 | 95400
Install and Check CEMS | 6762.24 | 0 | 11978.5 | 18740.74
Performance Specification Tests | 2244.24 | 33854.62 | 627.5 | 36726.36
QA/QC Plan | 2570.496 | 11981.068 | 692 | 15243.564
| 22383.376 | 45835.688 | 127258.336 | 195477.4
Annual Costs
Day-to-Day Activities | 10310.4 | 0 | 1000 | 11310.4
Annual RATA | 885.1468 | 33484.5528 | 0 | 34369.6996
PM Monitor RCA | 0 | 0 | 0 | 0
PM Monitor RRA | 0 | 0 | 0 | 0
Cylinder Gas Audits (ACA/SVA for PM) | 1163.52 | 0 | 15881.25 | 17044.77
Recordkeeping and Reporting | 1252.8 | 0 | 160 | 1412.8
Annual QA & O&M Review and Update | 2074.32 | 0 | 2980 | 5054.32
Capital Recovery | 3187.3927 | 6527.002 | 18121.587 | 27835.9818
Total w/o capital recovery | 15686.1868 | 33484.5528 | 20021.25 | 69191.9896
Total with capital recovery | 18873.5795 | 40011.5548 | 38142.837 | 97027.9713

## HCl 1 monitor_2015 (hidden)
| Labor | Test | ODC
Planning
Review regulations | 230.4
Resolve questions | 441.6 |  | 284
Review drawing | 240
Inspect source | 278.4 |  | 68
Define constraints | 576
Write engineering report | 768
Subtotal | 2534.4 | 0 | 352
Select Equipment
Decide on approach | 288
Write specifications | 1907.2
Identify potential bidders | 288
Write RFP's | 1382.4
Copy and mail RFP's | 144 |  | 73.336
Respond to bidders | 364.8 |  | 50
Review and evaluate proposals | 1632 |  | 20
Select winner(s) and negotiate contract(s) | 720
Management | 1545.6 |  | 200
Subtotal | 8272 | 0 | 343.336
Support Facilities
Sampling ports |  |  | 365
Utilities |  |  | 0
Platforms and ladders |  |  | 0
Instrument room/shelter |  |  | 17500
Subtotal | 0 | 0 | 17865
Purchase equipment
Opacity monitor |  |  | 0
PM Monitor |  |  | 0
non-Hg GAS CEM analyzer(s) |  |  | 12390
Sampling system(s) |  |  | 21000
PLC |  |  | 6800
DAS, including software |  |  | 2400
Flow monitors |  |  | 0
Hg CEMS equipment (analyzer, sampling |  |  | 0
line, data acquisition, software, etc)
Bag leak detection system |  |  | 0
Taxes and shipping |  |  | 2555.4
Subtotal |  |  | 45145.4
Install
Install equipment | 2376 |  | 0
Startup equipment | 230.4 |  | 7250
Training | 2211.84 |  | 4728.5
Subtotal | 4818.24 | 0 | 11978.5
Performance test
Select test contractor | 768 |  | 50
Pretest meeting | 630.72 | 369.495 | 292.5
Drift tests | 90 |  | 75
Analyzer RATA or PM ICT | 499.2 | 6892.525 | 85
Write PST test report |  | 1201.175
Review report | 141.12
Subtotal | 2129.04 | 8463.195 | 502.5
QA/QC plan (O&M plan for BLD)
Review needs | 172.8
Hire consultant | 614.4 |  | 50
On-site meeting | 575.232 | 2697.279 | 290
Write draft plan | 0 | 5273.9
Review draft plan | 322.56
Write final plan | 0 | 1558.825
Get Agency approval | 130.56
Kick-off meeting | 754.944 | 2451.064 | 352
Subtotal | 2570.496 | 11981.068 | 692
Total first costs | 20324.176 | 20444.263 | 76878.736
Grand total first costs |  |  | 117647.175
Operation, Maintenance, and Repairs
Daily checks of COMS/PM/BLD | 0
Daily checks of CEMS | 3225.6
Weekly checks of Beta PM monitors | 0
Weekly check of CEMS | 1615.68
Monthly check of Beta PM/BLD | 0
Monthly check of CEMS | 691.2
Quarterly check of monitors | 0 |  | 0
Consumables |  |  | 1000
Subtotal | 5532.48 | 0 | 1000
Annual RATA for gas analyzers
Pretest preparation | 288
Hire testing team | 96
Notify Agency | 48
Do RATA | 288 | 6820.075
Take corrective action | 34.0246 | 171.1863
Retest | 35.1222 | 210.674
Write report |  | 818.7425
Certify report and send | 96
Subtotal | 885.1468 | 8020.6778 | 0
PM Monitor RCA (every 3 years)
Pretest preparation | 0
Hire testing team | 0
Notify agency | 0
Conduct RCA | 0 | 0
Recalibration calculations | 0 | 0
Write test report |  | 0 | 0
Certify and send report to agency | 0
Subtotal | 0 | 0 | 0
PM Monitor RRA (annually)
Pretest preparation | 0
Hire testing team | 0
Notify agency | 0
Conduct RRA | 0 | 0
Write test report |  | 0 | 0
Certify and send report to agency | 0
Subtotal | 0 | 0 | 0
Cylinder Gas Audits (ACA/SVA for PM)
Notify Agency | 144
Do CGA's and/or ACA/SVA | 293.76 |  | 937.5
Take corrective action | 164.16
Retest | 95.04 |  | 93.75
Write, certify, and send report | 587.52 |  | 37.5
Subtotal | 1284.48 | 0 | 1068.75
Recordkeeping and reporting
Daily data reduction | 576
Monthly reduction and review | 489.6
Quarterly (semiannual) emissions report | 187.2 |  | 160
Subtotal | 1252.8 | 0 | 160
Annual QA & O&M review and update
Meeting with plant technicians | 994.32 |  | 230
Update QA plan (O&M plan) | 504 |  | 50
Update equipment inventory and repairs | 184.32 |  | 1239
Phone support | 391.68
Subtotal | 2074.32 | 0 | 1519
Capital recovery (10 years; 7% interest rate) | 2894.1627 | 2911.2631 | 10947.532
Annual costs | 13923.3894 | 10931.9408 | 14695.282
Total annual costs |  |  | 39550.6123
Summary table
First Costs | Labor | Test | ODCs | Total
Planning | 2534.4 | 0 | 352 | 2886.4
Select Equipment | 8272 | 0 | 343.336 | 8615.336
Support Facilities | 0 | 0 | 17865 | 17865
Purchase CEMS Hardware | 0 | 0 | 45145.4 | 45145.4
Install and Check CEMS | 4818.24 | 0 | 11978.5 | 16796.74
Performance Specification Tests | 2129.04 | 8463.195 | 502.5 | 11094.735
QA/QC Plan | 2570.496 | 11981.068 | 692 | 15243.564
| 20324.176 | 20444.263 | 76878.736 | 117647.175
Annual Costs
Day-to-Day Activities | 5532.48 | 0 | 1000 | 6532.48
Annual RATA | 885.1468 | 8020.6778 | 0 | 8905.8246
PM Monitor RCA | 0 | 0 | 0 | 0
PM Monitor RRA | 0 | 0 | 0 | 0
Cylinder Gas Audits (ACA/SVA for PM) | 1284.48 | 0 | 1068.75 | 2353.23
Recordkeeping and Reporting | 1252.8 | 0 | 160 | 1412.8
Annual QA & O&M Review and Update | 2074.32 | 0 | 1519 | 3593.32
Capital Recovery | 2894.1627 | 2911.2631 | 10947.532 | 16752.9577
Total w/o capital recovery | 11029.2268 | 8020.6778 | 3747.75 | 22797.6546
Total with capital recovery | 13923.3894 | 10931.9408 | 14695.282 | 39550.6123

## PM 1 monitor_2015 (hidden)
| Labor | Test | ODC
Planning
Review regulations | 48
Resolve questions | 48 |  | 0
Review drawing | 240
Inspect source | 86.4 |  | 0
Define constraints | 192
Write engineering report | 192
Subtotal | 806.4 | 0 | 0
Select Equipment
Decide on approach | 96
Write specifications | 508.8
Identify potential bidders | 192
Write RFP's | 480
Copy and mail RFP's | 144 |  | 73.336
Respond to bidders | 288 |  | 50
Review and evaluate proposals | 1440 |  | 20
Select winner(s) and negotiate contract(s) | 576
Management | 499.2 |  | 200
Subtotal | 4224 | 0 | 343.336
Support Facilities
Sampling ports |  |  | 365
Utilities |  |  | 0
Platforms and ladders |  |  | 0
Instrument room/shelter |  |  | 0
Subtotal | 0 | 0 | 365
Purchase equipment
Opacity monitor |  |  | 0
PM Monitor |  |  | 20000
non-Hg GAS CEM analyzer(s) |  |  | 0
Sampling system(s) |  |  | 0
PLC |  |  | 6800
DAS, including software |  |  | 2400
Flow monitors |  |  | 0
Hg CEMS equipment (analyzer, sampling |  |  | 0
line, data acquisition, software, etc)
Bag leak detection system |  |  | 0
Taxes and shipping |  |  | 1752
Subtotal |  |  | 30952
Install
Install equipment | 460.8 |  | 0
Startup equipment | 115.2 |  | 7250
Training | 1843.2 |  | 4769.375
Subtotal | 2419.2 | 0 | 12019.375
Performance test
Select test contractor | 768 |  | 50
Pretest meeting | 630.72 | 369.495 | 292.5
Drift tests | 90 |  | 0
Analyzer RATA or PM ICT | 2073.6 | 24697.4 | 350
Write PST test report |  | 1403
Review report | 76.8
Subtotal | 3639.12 | 26469.895 | 692.5
QA/QC plan (O&M plan for BLD)
Review needs | 76.8
Hire consultant | 614.4 |  | 50
On-site meeting | 575.232 | 2697.279 | 290
Write draft plan | 0 | 4715
Review draft plan | 153.6
Write final plan | 0 | 580.75
Get Agency approval | 130.56
Kick-off meeting | 754.944 | 2451.064 | 352
Subtotal | 2305.536 | 10444.093 | 692
Total first costs | 13394.256 | 36913.988 | 45064.211
Grand total first costs |  |  | 95372.455
Operation, Maintenance, and Repairs
Daily checks of COMS/PM/BLD | 460.8
Daily checks of CEMS | 0
Weekly checks of Beta PM monitors | 0
Weekly check of CEMS | 0
Monthly check of Beta PM/BLD | 0
Monthly check of CEMS | 0
Quarterly check of monitors | 576 |  | 0
Consumables |  |  | 0
Subtotal | 1036.8 | 0 | 0
Annual RATA for gas analyzers
Pretest preparation | 0
Hire testing team | 0
Notify Agency | 0
Do RATA | 0 | 0
Take corrective action | 0 | 0
Retest | 0 | 0
Write report |  | 0
Certify report and send | 0
Subtotal | 0 | 0 | 0
PM Monitor RCA (every 3 years)
Pretest preparation | 175.6109
Hire testing team | 36.5856
Notify agency | 18.2928
Conduct RCA | 109.7568 | 5090.0097
Recalibration calculations | 11.7965 | 89.0266
Write test report |  | 512.77 | 19.055
Certify and send report to agency | 36.5856
Subtotal | 388.6282 | 5691.8063 | 19.055
PM Monitor RRA (annually)
Pretest preparation | 460.8
Hire testing team | 96
Notify agency | 48
Conduct RRA | 115.2 | 8484.7
Write test report |  | 1345.5 | 50
Certify and send report to agency | 96
Subtotal | 816 | 9830.2 | 50
Cylinder Gas Audits (ACA/SVA for PM)
Notify Agency | 144
Do CGA's and/or ACA/SVA | 86.4 |  | 600
Take corrective action | 32.927
Retest | 5.4878 |  | 0
Write, certify, and send report | 316.8 |  | 20
Subtotal | 585.6149 | 0 | 620
Recordkeeping and reporting
Daily data reduction | 4608
Monthly reduction and review | 489.6
Quarterly (semiannual) emissions report | 350.4 |  | 40
Subtotal | 5448 | 0 | 40
Annual QA & O&M review and update
Meeting with plant technicians | 662.4 |  | 230
Update QA plan (O&M plan) | 240 |  | 50
Update equipment inventory and repairs | 115.2 |  | 1000
Phone support | 391.68
Subtotal | 1409.28 | 0 | 1280
Capital recovery (10 years; 7% interest rate) | 1907.3421 | 5256.5519 | 6417.1436
Annual costs | 11591.6651 | 20778.5582 | 8426.1986
Total annual costs |  |  | 40796.422
Summary table
First Costs | Labor | Test | ODCs | Total
Planning | 806.4 | 0 | 0 | 806.4
Select Equipment | 4224 | 0 | 343.336 | 4567.336
Support Facilities | 0 | 0 | 365 | 365
Purchase CEMS Hardware | 0 | 0 | 30952 | 30952
Install and Check CEMS | 2419.2 | 0 | 12019.375 | 14438.575
Performance Specification Tests | 3639.12 | 26469.895 | 692.5 | 30801.515
QA/QC Plan | 2305.536 | 10444.093 | 692 | 13441.629
| 13394.256 | 36913.988 | 45064.211 | 95372.455
Annual Costs
Day-to-Day Activities | 1036.8 | 0 | 0 | 1036.8
Annual RATA | 0 | 0 | 0 | 0
PM Monitor RCA | 388.6282 | 5691.8063 | 19.055 | 6099.4895
PM Monitor RRA | 816 | 9830.2 | 50 | 10696.2
Cylinder Gas Audits (ACA/SVA for PM) | 585.6149 | 0 | 620 | 1205.6149
Recordkeeping and Reporting | 5448 | 0 | 40 | 5488
Annual QA & O&M Review and Update | 1409.28 | 0 | 1280 | 2689.28
Capital Recovery | 1907.3421 | 5256.5519 | 6417.1436 | 13581.0376
Total w/o capital recovery | 9684.323 | 15522.0063 | 2009.055 | 27215.3844
Total with capital recovery | 11591.6651 | 20778.5582 | 8426.1986 | 40796.422

## PM beta 1 monitor_2015 (hidden)
| Labor | Test | ODC
Planning
Review regulations | 48
Resolve questions | 48 |  | 0
Review drawing | 240
Inspect source | 86.4 |  | 0
Define constraints | 192
Write engineering report | 192
Subtotal | 806.4 | 0 | 0
Select Equipment
Decide on approach | 96
Write specifications | 508.8
Identify potential bidders | 192
Write RFP's | 480
Copy and mail RFP's | 144 |  | 73.336
Respond to bidders | 288 |  | 50
Review and evaluate proposals | 1440 |  | 20
Select winner(s) and negotiate contract(s) | 576
Management | 1545.6 |  | 200
Subtotal | 5270.4 | 0 | 343.336
Support Facilities
Sampling ports |  |  | 365
Utilities |  |  | 0
Platforms and ladders |  |  | 0
Instrument room/shelter |  |  | 0
Subtotal | 0 | 0 | 365
Purchase equipment
Opacity monitor |  |  | 0
PM Monitor |  |  | 56000
non-Hg GAS CEM analyzer(s) |  |  | 0
Sampling system(s) |  |  | 9000
PLC |  |  | 6800
DAS, including software |  |  | 2400
Flow monitors |  |  | 0
Hg CEMS equipment (analyzer, sampling |  |  | 0
line, data acquisition, software, etc)
Bag leak detection system |  |  | 0
Taxes and shipping |  |  | 4452
Subtotal |  |  | 78652
Install
Install equipment | 921.6 |  | 2000
Startup equipment | 115.2 |  | 7250
Training | 1843.2 |  | 4769.375
Subtotal | 2880 | 0 | 14019.375
Performance test
Select test contractor | 768 |  | 50
Pretest meeting | 630.72 | 369.495 | 292.5
Drift tests | 90 |  | 0
Analyzer RATA or PM ICT | 2073.6 | 24697.4 | 350
Write PST test report |  | 1403
Review report | 76.8
Subtotal | 3639.12 | 26469.895 | 692.5
QA/QC plan (O&M plan for BLD)
Review needs | 76.8
Hire consultant | 614.4 |  | 50
On-site meeting | 575.232 | 2697.279 | 290
Write draft plan | 0 | 4715
Review draft plan | 153.6
Write final plan | 0 | 580.75
Get Agency approval | 130.56
Kick-off meeting | 754.944 | 2451.064 | 352
Subtotal | 2305.536 | 10444.093 | 692
Total first costs | 14901.456 | 36913.988 | 94764.211
Grand total first costs |  |  | 146579.655
Operation, Maintenance, and Repairs
Daily checks of COMS/PM/BLD | 460.8
Daily checks of CEMS | 0
Weekly checks of Beta PM monitors | 367.2
Weekly check of CEMS | 0
Monthly check of Beta PM/BLD | 691.2
Monthly check of CEMS | 0
Quarterly check of monitors | 230.4 |  | 1000
Consumables |  |  | 0
Subtotal | 1749.6 | 0 | 1000
Annual RATA for gas analyzers
Pretest preparation | 0
Hire testing team | 0
Notify Agency | 0
Do RATA | 0 | 0
Take corrective action | 0 | 0
Retest | 0 | 0
Write report |  | 0
Certify report and send | 0
Subtotal | 0 | 0 | 0
PM Monitor RCA (every 3 years)
Pretest preparation | 175.6109
Hire testing team | 36.5856
Notify agency | 18.2928
Conduct RCA | 109.7568 | 5090.0097
Recalibration calculations | 11.7965 | 89.0266
Write test report |  | 512.77 | 19.055
Certify and send report to agency | 36.5856
Subtotal | 388.6282 | 5691.8063 | 19.055
PM Monitor RRA (annually)
Pretest preparation | 460.8
Hire testing team | 96
Notify agency | 48
Conduct RRA | 115.2 | 8484.7
Write test report |  | 1345.5 | 50
Certify and send report to agency | 96
Subtotal | 816 | 9830.2 | 50
Cylinder Gas Audits (ACA/SVA for PM)
Notify Agency | 144
Do CGA's and/or ACA/SVA | 201.6 |  | 600
Take corrective action | 32.927
Retest | 5.4878 |  | 0
Write, certify, and send report | 316.8 |  | 20
Subtotal | 700.8149 | 0 | 620
Recordkeeping and reporting
Daily data reduction | 4608
Monthly reduction and review | 489.6
Quarterly (semiannual) emissions report | 350.4 |  | 40
Subtotal | 5448 | 0 | 40
Annual QA & O&M review and update
Meeting with plant technicians | 662.4 |  | 230
Update QA plan (O&M plan) | 240 |  | 50
Update equipment inventory and repairs | 115.2 |  | 5600
Phone support | 391.68
Subtotal | 1409.28 | 0 | 5880
Capital recovery (10 years; 7% interest rate) | 2121.9673 | 5256.5519 | 13494.4236
Annual costs | 12634.2904 | 20778.5582 | 21103.4786
Total annual costs |  |  | 54516.3272
Summary table
First Costs | Labor | Test | ODCs | Total
Planning | 806.4 | 0 | 0 | 806.4
Select Equipment | 5270.4 | 0 | 343.336 | 5613.736
Support Facilities | 0 | 0 | 365 | 365
Purchase CEMS Hardware | 0 | 0 | 78652 | 78652
Install and Check CEMS | 2880 | 0 | 14019.375 | 16899.375
Performance Specification Tests | 3639.12 | 26469.895 | 692.5 | 30801.515
QA/QC Plan | 2305.536 | 10444.093 | 692 | 13441.629
| 14901.456 | 36913.988 | 94764.211 | 146579.655
Annual Costs
Day-to-Day Activities | 1749.6 | 0 | 1000 | 2749.6
Annual RATA | 0 | 0 | 0 | 0
PM Monitor RCA | 388.6282 | 5691.8063 | 19.055 | 6099.4895
PM Monitor RRA | 816 | 9830.2 | 50 | 10696.2
Cylinder Gas Audits (ACA/SVA for PM) | 700.8149 | 0 | 620 | 1320.8149
Recordkeeping and Reporting | 5448 | 0 | 40 | 5488
Annual QA & O&M Review and Update | 1409.28 | 0 | 5880 | 7289.28
Capital Recovery | 2121.9673 | 5256.5519 | 13494.4236 | 20872.9429
Total w/o capital recovery | 10512.323 | 15522.0063 | 7609.055 | 33643.3844
Total with capital recovery | 12634.2904 | 20778.5582 | 21103.4786 | 54516.3272

## PM extractive_2015 (hidden)
| Labor | Test | ODC
Planning
Review regulations | 48
Resolve questions | 48 |  | 0
Review drawing | 240
Inspect source | 86.4 |  | 0
Define constraints | 192
Write engineering report | 192
Subtotal | 806.4 | 0 | 0
Select Equipment
Decide on approach | 96
Write specifications | 508.8
Identify potential bidders | 192
Write RFP's | 480
Copy and mail RFP's | 144 |  | 73.336
Respond to bidders | 288 |  | 50
Review and evaluate proposals | 1440 |  | 20
Select winner(s) and negotiate contract(s) | 576
Management | 1545.6 |  | 200
Subtotal | 5270.4 | 0 | 343.336
Support Facilities
Sampling ports |  |  | 365
Utilities |  |  | 0
Platforms and ladders |  |  | 0
Instrument room/shelter |  |  | 0
Subtotal | 0 | 0 | 365
Purchase equipment
Opacity monitor |  |  | 0
PM Monitor |  |  | 42000
non-Hg GAS CEM analyzer(s) |  |  | 0
Sampling system(s) |  |  | 9000
PLC |  |  | 6800
DAS, including software |  |  | 2400
Flow monitors |  |  | 0
Hg CEMS equipment (analyzer, sampling |  |  | 0
line, data acquisition, software, etc)
Bag leak detection system |  |  | 0
Taxes and shipping |  |  | 3612
Subtotal |  |  | 63812
Install
Install equipment | 921.6 |  | 2000
Startup equipment | 115.2 |  | 7250
Training | 1843.2 |  | 4769.375
Subtotal | 2880 | 0 | 14019.375
Performance test
Select test contractor | 768 |  | 50
Pretest meeting | 630.72 | 369.495 | 292.5
Drift tests | 90 |  | 0
Analyzer RATA or PM ICT | 2073.6 | 24697.4 | 350
Write PST test report |  | 1403
Review report | 76.8
Subtotal | 3639.12 | 26469.895 | 692.5
QA/QC plan (O&M plan for BLD)
Review needs | 76.8
Hire consultant | 614.4 |  | 50
On-site meeting | 575.232 | 2697.279 | 290
Write draft plan | 0 | 4715
Review draft plan | 153.6
Write final plan | 0 | 580.75
Get Agency approval | 130.56
Kick-off meeting | 754.944 | 2451.064 | 352
Subtotal | 2305.536 | 10444.093 | 692
Total first costs | 14901.456 | 36913.988 | 79924.211
Grand total first costs |  |  | 131739.655
Operation, Maintenance, and Repairs
Daily checks of COMS/PM/BLD | 460.8
Daily checks of CEMS | 0
Weekly checks of Beta PM monitors | 0
Weekly check of CEMS | 0
Monthly check of Beta PM/BLD | 0
Monthly check of CEMS | 0
Quarterly check of monitors | 576 |  | 1000
Consumables |  |  | 0
Subtotal | 1036.8 | 0 | 1000
Annual RATA for gas analyzers
Pretest preparation | 0
Hire testing team | 0
Notify Agency | 0
Do RATA | 0 | 0
Take corrective action | 0 | 0
Retest | 0 | 0
Write report |  | 0
Certify report and send | 0
Subtotal | 0 | 0 | 0
PM Monitor RCA (every 3 years)
Pretest preparation | 175.6109
Hire testing team | 36.5856
Notify agency | 18.2928
Conduct RCA | 109.7568 | 5090.0097
Recalibration calculations | 11.7965 | 89.0266
Write test report |  | 512.77 | 19.055
Certify and send report to agency | 36.5856
Subtotal | 388.6282 | 5691.8063 | 19.055
PM Monitor RRA (annually)
Pretest preparation | 460.8
Hire testing team | 96
Notify agency | 48
Conduct RRA | 115.2 | 8484.7
Write test report |  | 1345.5 | 50
Certify and send report to agency | 96
Subtotal | 816 | 9830.2 | 50
Cylinder Gas Audits (ACA/SVA for PM)
Notify Agency | 144
Do CGA's and/or ACA/SVA | 86.4 |  | 600
Take corrective action | 32.927
Retest | 5.4878 |  | 0
Write, certify, and send report | 316.8 |  | 20
Subtotal | 585.6149 | 0 | 620
Recordkeeping and reporting
Daily data reduction | 4608
Monthly reduction and review | 489.6
Quarterly (semiannual) emissions report | 350.4 |  | 40
Subtotal | 5448 | 0 | 40
Annual QA & O&M review and update
Meeting with plant technicians | 662.4 |  | 230
Update QA plan (O&M plan) | 240 |  | 50
Update equipment inventory and repairs | 115.2 |  | 2000
Phone support | 391.68
Subtotal | 1409.28 | 0 | 2280
Capital recovery (10 years; 7% interest rate) | 2121.9673 | 5256.5519 | 11381.2076
Annual costs | 11806.2904 | 20778.5582 | 15390.2626
Total annual costs |  |  | 47975.1112
Summary table
First Costs | Labor | Test | ODCs | Total
Planning | 806.4 | 0 | 0 | 806.4
Select Equipment | 5270.4 | 0 | 343.336 | 5613.736
Support Facilities | 0 | 0 | 365 | 365
Purchase CEMS Hardware | 0 | 0 | 63812 | 63812
Install and Check CEMS | 2880 | 0 | 14019.375 | 16899.375
Performance Specification Tests | 3639.12 | 26469.895 | 692.5 | 30801.515
QA/QC Plan | 2305.536 | 10444.093 | 692 | 13441.629
| 14901.456 | 36913.988 | 79924.211 | 131739.655
Annual Costs
Day-to-Day Activities | 1036.8 | 0 | 1000 | 2036.8
Annual RATA | 0 | 0 | 0 | 0
PM Monitor RCA | 388.6282 | 5691.8063 | 19.055 | 6099.4895
PM Monitor RRA | 816 | 9830.2 | 50 | 10696.2
Cylinder Gas Audits (ACA/SVA for PM) | 585.6149 | 0 | 620 | 1205.6149
Recordkeeping and Reporting | 5448 | 0 | 40 | 5488
Annual QA & O&M Review and Update | 1409.28 | 0 | 2280 | 3689.28
Capital Recovery | 2121.9673 | 5256.5519 | 11381.2076 | 18759.7269
Total w/o capital recovery | 9684.323 | 15522.0063 | 4009.055 | 29215.3844
Total with capital recovery | 11806.2904 | 20778.5582 | 15390.2626 | 47975.1112